## README
EVOLVE Planner input workbook
Inputs: change the 'value' column only. 'default' shows the starting value and 'source of the default' where it comes from (cables and converters: manufacturer data and published cost functions, checked against ACER 2026; pipelines and compressors: ACER 2026 unit investment cost indicators). 'placeholder until Step 3' marks costs with no referenced value yet, kept from the v9 model or assumed.
TimeSeries: 8,760 hourly rows of one year (UTC, 29 February removed). wind_cf and pv_cf are capacity factors between 0 and 1. price_eur_mwh is needed for merchant and CfD revenue. elec_demand_mw and h2_demand_kgh are needed only for profile delivery. Leave unused columns empty.
Open this file in the app's sidebar ('Open an inputs workbook') to restore every input and the hourly series.

## Inputs
key | group | label | unit | value | default | placeholder until Step 3 | options | help | source of the default
use_case | Use case | What the island supplies | - | Hybrid | Hybrid |  | Power-led, Hydrogen-led, Hybrid | Power-led: electricity to the grid, hydrogen only as internal storage. Hydrogen-led: hydrogen to an offtaker, electricity optional. Hybrid: both contracts.
annual_demand_mwh | Use case | Electricity to deliver per year | MWh/yr | 200000 | 200000 |  |  | Contracted electricity at the grid point. Ignored in merchant and CfD modes, where volume is free.
annual_h2_demand_kg | Use case | Hydrogen to deliver per year | kg/yr | 2000000 | 2000000
elec_delivery | Use case | Electricity delivery profile | - | annual | annual |  | annual, firm, profile | annual: only the yearly volume counts. firm: the same power every hour. profile: follow the hourly profile uploaded with the time series (column elec_demand_mw).
h2_delivery | Use case | Hydrogen delivery profile | - | annual | annual |  | annual, firm, profile | As for electricity; profile uses column h2_demand_kgh.
elec_revenue | Use case | Electricity revenue | - | ppa | ppa |  | ppa, merchant, cfd | ppa: fixed volume at the PPA price. merchant: every MWh sold at the hourly day-ahead price. cfd: two-sided contract for difference, strike price paid in hours with non-negative price (French offshore scheme).
ppa_price_eur_mwh | Use case | PPA price | EUR/MWh | 100 | 100
cfd_strike_eur_mwh | Use case | CfD strike price | EUR/MWh | 86.45 | 86.45 |  |  | Bretagne Sud 1 (Pennavel) award, 15 May 2024: EUR 86.45/MWh.
h2_price_eur_kg | Use case | Hydrogen sales price | EUR/kg | 6 | 6
sell_surplus | Use case | Sell the other carrier as a by-product | - | FALSE | FALSE |  |  | Power-led: sell hydrogen made from surplus power at the hydrogen price. Hydrogen-led: sell surplus electricity (merchant or CfD). Off: only the main product earns revenue.
grid_injection_cap_mw | Use case | Maximum grid injection | MW | 100 | 100 |  |  | Firm capacity of the grid connection.
site_name | Site | Site name | - | Belle-Ile (Bretagne Sud) | My floating island
site_lat | Site | Island latitude | deg | 47.38 | 47.38
site_lon | Site | Island longitude | deg | -3.55 | -3.55
grid_name | Site | Grid connection point | - | Erdeven landfall (RTE 225 kV) | Grid substation
grid_lat | Site | Grid point latitude | deg | 47.64 | 47.64
grid_lon | Site | Grid point longitude | deg | -3.16 | -3.16
h2_name | Site | Hydrogen offtake point | - | Port of Lorient | Hydrogen offtaker
h2_lat | Site | Hydrogen offtake latitude | deg | 47.73 | 47.27
h2_lon | Site | Hydrogen offtake longitude | deg | -3.37 | -2.2
route_method | Site | How route lengths are found | - | sea route | sea route |  | sea route, straight line | sea route: shortest path through the sea on the bundled 1 km coastline (around islands and headlands) from the island to the coast nearest the onshore point, plus a straight onshore leg. straight line: great-circle distance x routing factor. An entered route length below always wins.
routing_factor | Site | Routing factor (route / straight line) | - | 1.2 | 1.2 |  |  | Used with the straight-line method. Cables and pipes rarely run straight; 1.1-1.3 is typical.
link_distance_override_km | Site | Export cable route length (0 = computed) | km | 55 | 0 |  |  | Routed length of the island's own cable to the grid point, from a cable route study if you have it; it replaces the computed length. A cable to a nearby hub is always measured from the map.
pipe_distance_override_km | Site | Pipeline route length (0 = computed) | km | 0 | 0 |  |  | Routed length of the island's own pipeline to the offtake point, if known. A spur to a pipeline tie-in is always measured from the map.
avg_water_depth_m | Site | Water depth at the island | m | 75 | 75 |  |  | Up to the fixed/floating threshold the island is bottom-fixed; deeper it floats.
fixed_floating_depth_m | Site | Fixed/floating threshold depth | m | 60 | 60 |  |  |  | EVOLVE v9 model (OffShore-Onshore_Setting.py)
decentralized_h2 | Site | Turbine-level electrolysis (no power cable) | - | FALSE | FALSE |  |  | Floating, decentralised concept (Dolphyn type): hydrogen made in each turbine, pipeline export only.
existing_pipeline_available | Site | Existing gas pipeline on the route can be repurposed | - | FALSE | FALSE
sea_area_km2 | Site | Usable sea area | km2 | 40 | 38 |  |  | Polygon available for turbines and floating PV.
wind_density_mw_km2 | Site | Wind power density | MW/km2 | 6.3 | 6.3 |  |  | Bretagne Sud: 250 MW on 40 km2 and 500 MW on 75 km2 (State brochure, 2026). | Belle-Ile site data (EVOLVE)
pv_density_mw_km2 | Site | Floating PV density | MW/km2 | 60 | 60 | yes |  |  | Assumption (floating PV at about 60 MW/km2)
deck_area_max_m2 | Site | Island deck area available | m2 | 200000 | 200000 |  |  | Area for electrolysers, compressors, fuel cells, batteries and tanks on the island. | EVOLVE v9 model (OffShore-Onshore_Setting.py)
area_onshore_max_m2 | Site | Onshore plot area | m2 | 1000000 | 1000000 |  |  |  | EVOLVE v9 model (OffShore-Onshore_Setting.py)
elec_connection | Connections | Electricity connection | - | direct | direct |  | direct, hub, choose | Direct: own export cable to the onshore grid point. Hub: short cable to a nearby offshore substation or cable with spare capacity (its owner carries the power to shore for an access fee). Choose: the model sizes both and keeps the cheaper.
hub_name | Connections | Nearby offshore substation or cable | - | Nearby offshore substation | Nearby offshore substation
hub_lat | Connections | Hub latitude | deg | 47.42 | 47.42
hub_lon | Connections | Hub longitude | deg | -3.45 | -3.45
hub_spare_mw | Connections | Spare capacity at the hub | MW | 100 | 100 |  |  | Capacity the hub owner can offer; it caps the power the island can export through the hub.
hub_voltage_kv | Connections | Hub voltage | kV | 225 | 225 |  |  | AC voltage of the hub; sets the rating of the cable from the island.
hub_access_fee_eur_mw_yr | Connections | Hub access fee | EUR/MW/yr | 42000 | 42000 | yes |  | Annual charge per MW of connection for using the hub and its link to shore. | EVOLVE v9 model (OffShore-Onshore_Setting.py)
export_voltage | Connections | Export link | - | auto | auto |  | auto, 66 kV, 132 kV, 220 kV, 275 kV, HVDC | Auto: the model chooses AC or DC, the voltage, the conductor, the compensation, the number of circuits and the capacity. A fixed choice restricts it to that AC voltage or to HVDC.
h2_connection | Connections | Hydrogen connection | - | direct | direct |  | direct, tiein, choose | Direct: own pipeline to the offtake point. Tie-in: short pipeline to a nearby pipeline with spare capacity. Choose: the model sizes both and keeps the cheaper.
tiein_name | Connections | Nearby pipeline tie-in point | - | Nearby pipeline | Nearby pipeline
tiein_lat | Connections | Tie-in latitude | deg | 47.45 | 47.45
tiein_lon | Connections | Tie-in longitude | deg | -3.3 | -3.3
tiein_spare_kgh | Connections | Spare capacity in the pipeline | kg/h | 20000 | 20000
tiein_pressure_bar | Connections | Pipeline operating pressure | bar | 70 | 70 |  |  | Pressure of the existing pipeline at the tie-in. Compressors deliver this pressure plus the spur's pressure-drop margin (Hydrogen pipeline tab).
tiein_fee_eur | Connections | Tie-in cost (hot tap, metering) | EUR | 5000000 | 5000000 | yes |  |  | Assumption (hot tap and metering station); no ACER indicator
enable_pv | Technologies | Floating PV | - | TRUE | TRUE
enable_ez_off | Technologies | Electrolyser on the island | - | TRUE | TRUE
enable_ez_on | Technologies | Electrolyser onshore | - | TRUE | TRUE
enable_fc_off | Technologies | Fuel cell on the island | - | TRUE | TRUE
enable_fc_on | Technologies | Fuel cell onshore | - | TRUE | TRUE
enable_batt_off | Technologies | Battery on the island | - | TRUE | TRUE
enable_batt_on | Technologies | Battery onshore | - | TRUE | TRUE
enable_tank_off | Technologies | Hydrogen tank on the island | - | TRUE | TRUE
enable_tank_on | Technologies | Hydrogen tank onshore | - | TRUE | TRUE
enable_cable | Technologies | Electricity export cable | - | TRUE | TRUE
enable_pipe | Technologies | Hydrogen export pipeline | - | FALSE | TRUE
discount_rate | Finance | Discount rate (real WACC) | fraction | 0.07 | 0.07 |  |  |  | EVOLVE v9 model (OffShore-Onshore_Setting.py)
offshore_premium | Finance | Offshore cost premium on island equipment | x | 1.1 | 1.1 | yes |  |  | EVOLVE v9 model (OffShore-Onshore_Setting.py)
offshore_fom_adder | Finance | Extra fixed O&M for batteries and tanks on the island | fraction/yr | 0.005 | 0.005 |  |  | Added to the battery and tank fixed O&M on the island (v9: 2.5 % offshore, 2.0 % onshore). | v9: island batteries and tanks 2.5 % against 2.0 % onshore
wind_capex_eur_mw | Offshore wind | CAPEX, bottom-fixed | EUR/MW | 2540000 | 2540000 | yes |  |  | EVOLVE v9 model (OffShore-Onshore_Setting.py)
wind_capex_floating_eur_mw | Offshore wind | CAPEX, floating | EUR/MW | 3429000 | 3429000 | yes |  | 1.35 x the bottom-fixed CAPEX. Floating wind costs 1.33 x bottom-fixed in Lanni et al. (2025, Table 3), 1.36 x in NREL's 2024 cost review and 1.56-1.70 x in the BVG Associates guides; test 3.30-4.32 MEUR/MW. The AAU workbook (v9) used 2.54 MEUR/MW for both. | 1.35 x bottom-fixed: Lanni et al. 2025; NREL Cost of Wind Energy Review 2024; BVG Associates 2024
wind_life | Offshore wind | Lifetime | yr | 25 | 25 |  |  |  | EVOLVE v9 model (OffShore-Onshore_Setting.py)
wind_fom | Offshore wind | Fixed O&M, bottom-fixed | fraction/yr | 0.025 | 0.025 |  |  |  | EVOLVE v9 model (OffShore-Onshore_Setting.py)
wind_fom_floating | Offshore wind | Fixed O&M, floating | fraction/yr | 0.03 | 0.03 |  |  |  | EVOLVE v9 model (OffShore-Onshore_Setting.py)
turbine_mw | Offshore wind | Turbine rating (for the drawing) | MW | 15 | 15 |  |  |  | IEA 15 MW reference turbine (Gaertner et al. 2020); drawings only
pv_capex_eur_kw | Floating PV | CAPEX | EUR/kW | 1500 | 1500 | yes |  |  | EVOLVE v9 model (OffShore-Onshore_Setting.py)
pv_life | Floating PV | Lifetime | yr | 25 | 25 |  |  |  | EVOLVE v9 model (OffShore-Onshore_Setting.py)
pv_fom | Floating PV | Fixed O&M | fraction/yr | 0.02 | 0.02 |  |  |  | EVOLVE v9 model (OffShore-Onshore_Setting.py)
elec_capex_eur_kw | Electrolysis | CAPEX (stack + balance of plant) | EUR/kW | 2000 | 2000 | yes |  |  | EVOLVE v9 model (OffShore-Onshore_Setting.py)
electrolyzer_efficiency | Electrolysis | Efficiency (LHV) | fraction | 0.75 | 0.75 |  |  |  | EVOLVE v9 model (OffShore-Onshore_Setting.py)
elec_life | Electrolysis | Lifetime (stack replacement) | yr | 15 | 15 |  |  |  | EVOLVE v9 model (OffShore-Onshore_Setting.py)
elec_fom | Electrolysis | Fixed O&M | fraction/yr | 0.015 | 0.015 |  |  |  | EVOLVE v9 model (OffShore-Onshore_Setting.py)
area_elec_m2_mw | Electrolysis | Deck area | m2/MW | 200 | 200 |  |  |  | EVOLVE v9 model (OffShore-Onshore_Setting.py)
wt_capex_eur_mw | Electrolysis | Water treatment CAPEX | EUR/MW | 20750 | 20750 |  |  |  | EVOLVE v9 model (OffShore-Onshore_Setting.py)
wt_life | Electrolysis | Water treatment lifetime | yr | 20 | 20 |  |  |  | EVOLVE v9 model (OffShore-Onshore_Setting.py)
wt_fom | Electrolysis | Water treatment O&M | fraction/yr | 0.1 | 0.1 |  |  |  | EVOLVE v9 model (OffShore-Onshore_Setting.py)
comp_p_in_bar | Compression | Inlet pressure | bar | 30 | 30 |  |  |  | EVOLVE v9 model (OffShore-Onshore_Setting.py)
comp_p_out_bar | Compression | Outlet pressure | bar | 70 | 70 |  |  |  | EVOLVE v9 model (OffShore-Onshore_Setting.py)
comp_isentropic_eff | Compression | Isentropic efficiency | fraction | 0.75 | 0.75 |  |  |  | EVOLVE v9 model (OffShore-Onshore_Setting.py)
comp_stages | Compression | Stages | - | 2 | 2 |  |  |  | EVOLVE v9 model (OffShore-Onshore_Setting.py)
comp_inlet_temp_k | Compression | Inlet temperature | K | 313 | 313 |  |  |  | EVOLVE v9 model (OffShore-Onshore_Setting.py)
comp_z | Compression | Compressibility factor | - | 1.05 | 1.05 |  |  |  | EVOLVE v9 model (OffShore-Onshore_Setting.py)
comp_gamma | Compression | Heat capacity ratio of hydrogen | - | 1.41 | 1.41 |  |  |  | Hydrogen heat capacity ratio (v9 used 1.41)
comp_capex_eur_mw | Compression | CAPEX | EUR/MW | 5080000 | 5080000 |  |  |  | ACER 2026 UIC median, compression stations 10-50 MW (gas and H2 blending), 5.08 MEUR/MW
comp_life | Compression | Lifetime | yr | 20 | 20 |  |  |  | EVOLVE v9 model (OffShore-Onshore_Setting.py)
comp_fom | Compression | Fixed O&M | fraction/yr | 0.03 | 0.03 |  |  |  | EVOLVE v9 model (OffShore-Onshore_Setting.py)
area_comp_m2_mw | Compression | Deck area | m2/MW | 100 | 100 |  |  |  | EVOLVE v9 model (OffShore-Onshore_Setting.py)
fc_efficiency_lhv | Fuel cell | Efficiency (LHV) | fraction | 0.5 | 0.5 |  |  |  | EVOLVE v9 model (OffShore-Onshore_Setting.py)
fc_capex_eur_kw | Fuel cell | CAPEX | EUR/kW | 1170 | 1170 |  |  |  | EVOLVE v9 model (OffShore-Onshore_Setting.py)
fc_life | Fuel cell | Lifetime | yr | 15 | 15 |  |  |  | EVOLVE v9 model (OffShore-Onshore_Setting.py)
fc_fom | Fuel cell | Fixed O&M | fraction/yr | 0.03 | 0.03 |  |  |  | EVOLVE v9 model (OffShore-Onshore_Setting.py)
area_fc_m2_mw | Fuel cell | Deck area | m2/MW | 120 | 120 |  |  |  | EVOLVE v9 model (OffShore-Onshore_Setting.py)
batt_capex_e_eur_mwh | Battery | Energy CAPEX | EUR/MWh | 160000 | 160000 |  |  |  | EVOLVE v9 model (OffShore-Onshore_Setting.py)
batt_capex_p_eur_mw | Battery | Power CAPEX | EUR/MW | 100000 | 100000 | yes |  | Power conversion system and grid interface. With 160 EUR/kWh for energy, a 4-hour system costs 740 EUR/kW (185 EUR/kWh), slightly above BNEF's 2025 European turnkey average (177 USD/kWh). | Assumption checked against BNEF 2025 turnkey BESS prices (Europe 177 USD/kWh); the v9 value 5.34 MEUR/MW made a 4-hour battery about nine times the market price
batt_eta | Battery | Charge and discharge efficiency (each way) | fraction | 0.95 | 0.95 |  |  |  | EVOLVE v9 model (OffShore-Onshore_Setting.py)
batt_life | Battery | Lifetime | yr | 15 | 15 |  |  |  | EVOLVE v9 model (OffShore-Onshore_Setting.py)
batt_fom | Battery | Fixed O&M | fraction/yr | 0.02 | 0.02 |  |  |  | EVOLVE v9 model (OffShore-Onshore_Setting.py)
batt_vom | Battery | Variable O&M | EUR/MWh | 1.19 | 1.19 |  |  |  | EVOLVE v9 model (OffShore-Onshore_Setting.py)
area_batt_m2_mwh | Battery | Deck area | m2/MWh | 25 | 25 |  |  |  | EVOLVE v9 model (OffShore-Onshore_Setting.py)
batt_max_mwh | Battery | Largest battery allowed, energy (each site) | MWh | 100000 | 100000 |  |  |  | EVOLVE v9 model (OffShore-Onshore_Setting.py)
batt_max_mw | Battery | Largest battery allowed, power (each site) | MW | 20000 | 20000 |  |  |  | EVOLVE v9 model (OffShore-Onshore_Setting.py)
tank_capex_eur_kg | Hydrogen tank | CAPEX | EUR/kg | 650 | 650 |  |  |  | EVOLVE v9 model (OffShore-Onshore_Setting.py)
tank_life | Hydrogen tank | Lifetime | yr | 20 | 20 |  |  |  | EVOLVE v9 model (OffShore-Onshore_Setting.py)
tank_fom | Hydrogen tank | Fixed O&M | fraction/yr | 0.02 | 0.02 |  |  |  | EVOLVE v9 model (OffShore-Onshore_Setting.py)
tank_vom | Hydrogen tank | Variable O&M | EUR/kg | 0.01 | 0.01 |  |  |  | EVOLVE v9 model (OffShore-Onshore_Setting.py)
area_tank_m2_kg | Hydrogen tank | Deck area | m2/kg | 1.5 | 1.5 |  |  |  | EVOLVE v9 model (OffShore-Onshore_Setting.py)
tank_max_kg | Hydrogen tank | Largest tank allowed (each site) | kg | 5000000 | 5000000 |  |  |  | EVOLVE v9 model (OffShore-Onshore_Setting.py)
cable_cost_model | Export cable | Cable cost model | - | catalogue | catalogue |  | catalogue, v9 linear | catalogue: every AC voltage and conductor size with reactors at both ends or also mid-route, and a VSC HVDC link; the model chooses the option, the circuits and the capacity exactly. v9 linear: the earlier project model (cost per MW, HVAC up to a distance limit), kept for comparison. | catalogue: this handbook, chapter Cost model; v9 linear: EVOLVE v9 model
ac_install_eur_km | Export cable | AC cable installation per circuit-km | EUR/km | 910000 | 910000 |  |  | Laying and burial of one AC circuit, added to the cable supply cost. | ENTSO-E installation 0.91 MEUR/km (reviewed in Hartel et al. 2017); with ORBIT supply it reproduces ACER 2026's AC submarine cable median 2.30 MEUR/km at 220 kV 1000 mm2
ac_supply_factor | Export cable | AC cable supply cost factor | x | 1 | 1 |  |  | Multiplies the NREL ORBIT supply prices (sensitivity).
usd_eur | Export cable | EUR per USD for ORBIT prices | EUR/USD | 0.924 | 0.924 |  |  |  | ECB reference rate, 2024 average 1.082 USD per EUR
grid_power_factor | Export cable | Power factor at the grid connection | - | 0.95 | 0.95 |  |  | Reactive power the AC link must carry at full output (grid-code capability). | assumption (typical grid-code requirement)
cable_loss_factor | Export cable | AC loss factor for screen and armour | x | 1.5 | 1.5 |  |  | Multiplies the conductor resistance for screen and armour losses. | Perez-Rua, Lumbreras, Ramos & Cutululis, Wind Energy 25 (2022)
cable_tan_delta | Export cable | XLPE dielectric loss factor tan(delta) | - | 0.001 | 0.001 |  |  |  | IEC 60287-1-1 typical value for XLPE
reactor_eur_mvar | Export cable | Shunt reactor cost per MVAr | EUR/MVAr | 20000 | 20000 |  |  | Charging power of each AC circuit is fully compensated by reactors at both ends (and mid-route). | 10-30 kEUR/MVAr in the literature: ORBIT 10-14 kUSD/MVAr, Dicorato-type functions 10.5-15.8 kEUR/MVAr, NSCOGI 2011 2.8-3.0 MEUR per 100 MVAr
reactor_fixed_eur | Export cable | Shunt reactor fixed cost per site and circuit | EUR | 1000000 | 1000000 |  |  |  | 0.8-1.2 MEUR fixed term of Dicorato-type functions, rounded up
allow_midroute | Export cable | Allow a mid-route compensation platform | - | TRUE | TRUE
midroute_platform_eur | Export cable | Mid-route compensation platform | EUR | 50000000 | 50000000 | yes |  | Structure for a reactor halfway along an AC route (e.g. Hornsea One). No public cost exists; test 12-80 MEUR. | assumption: small AC offshore platform (NSCOGI 2011 300 MW AC platform about 32-48 MEUR in 2011, escalated)
loss_value_eur_mwh | Export cable | Value of no-load cable losses | EUR/MWh | 50 | 50 |  |  | Charging-current and dielectric losses run all year whatever the load; they are costed at this price. | 40-50 EUR/MWh as in Van Eeckhout et al. 2010, Elliott et al. 2016, Xiang et al. 2021
cable_max_circuits | Export cable | Largest number of circuits or converter units | - | 12 | 12 |  |  |  | Model limit
vh_np_eur_mw | Export cable | HVDC converter, per MW (each end) | EUR/MW | 112990 | 112990 |  |  |  | Vrana & Hartel, EPSR 160 (2018), Table 6
vh_n0_eur | Export cable | HVDC converter, fixed per unit (each end) | EUR | 23500000 | 23500000 |  |  |  | Vrana & Hartel 2018, Table 6
vh_sp_eur_mw | Export cable | HVDC offshore station, per MW | EUR/MW | 723420 | 723420 |  |  |  | Vrana & Hartel 2018, Table 6
vh_s0_eur | Export cable | HVDC offshore station, fixed per unit | EUR | 57320000 | 57320000 |  |  |  | Vrana & Hartel 2018, Table 6
vh_blp_eur_mw_km | Export cable | HVDC cable, per MW and km | EUR/MW/km | 980 | 980 |  |  |  | Vrana & Hartel 2018, Table 6
vh_bl_eur_km | Export cable | HVDC cable, per km | EUR/km | 270000 | 270000 |  |  |  | Vrana & Hartel 2018, Table 6
vh_b0_eur | Export cable | HVDC cable, fixed per unit | EUR | 3630000 | 3630000 |  |  |  | Vrana & Hartel 2018, Table 6
hvdc_unit_mw | Export cable | Largest HVDC unit | MW | 2000 | 2000 |  |  |  | Vrana & Hartel 2018 (2 GW); TenneT 2 GW standard
hvdc_cost_factor | Export cable | HVDC cost escalation factor | x | 1 | 1 |  |  | Multiplies all HVDC costs. At 1.0 the converter stations and platform of a 2 GW link cost EUR 2.0 bn, within about 6 % of TenneT's 2 GW programme (about EUR 2.1 bn per system) and at the upper end of ENTSO-E ONDP 2024 converter costs. | checked against TenneT 2023 and ENTSO-E ONDP 2024
hvdc_converter_loss | Export cable | HVDC converter losses (both stations) | fraction | 0.02 | 0.02 |  |  |  | 1 % per station: PyPSA technology data; EVOLVE v9
hvdc_cable_loss_per_100km | Export cable | HVDC cable loss per 100 km at full load | fraction | 0.0045 | 0.0045 |  |  |  | 2 I^2 R at rated current, ORBIT 320 kV/2000 mm2 (0.61 %) and 525 kV/2500 mm2 (0.30 %) at 70 C; mid value
hvdc_float_premium | Export cable | Floating offshore-station premium (floating island) | x | 1.5 | 1.5 | yes |  | Multiplies the HVDC offshore-station cost when the island floats and makes its own power (concept B). | EVOLVE v9 model (OffShore-Onshore_Setting.py)
tso_fee_eur_mw_yr | Export cable | TSO grid fee (per MW injected into the grid) | EUR/MW/yr | 42000 | 42000 | yes |  | Annual charge per MW of capacity injected into the existing grid (the largest hourly injection), paid only when the island connects to the grid with its own cable. Power used onshore by the electrolysers without entering the grid pays no fee. With a hub, the hub access fee replaces it. | EVOLVE v9 model (OffShore-Onshore_Setting.py)
cable_fom_hvac | Export cable | Fixed O&M, HVAC link | fraction/yr | 0.005 | 0.005 |  |  |  | EVOLVE v9 model (OffShore-Onshore_Setting.py)
cable_fom_hvdc | Export cable | Fixed O&M, HVDC link | fraction/yr | 0.01 | 0.01 |  |  |  | EVOLVE v9 model (OffShore-Onshore_Setting.py)
hvac_hvdc_threshold_km | Export cable | v9 linear model: HVAC up to | km | 60 | 60 |  |  |  | EVOLVE v9 model (OffShore-Onshore_Setting.py)
hvac_var_eur_mw_km | Export cable | v9 linear model: HVAC cost per MW per km | EUR/MW/km | 1360 | 1360 |  |  |  | EVOLVE v9 model (OffShore-Onshore_Setting.py)
hvac_fix_eur_km | Export cable | v9 linear model: HVAC fixed cost per km | EUR/km | 206130 | 206130 |  |  |  | EVOLVE v9 model (OffShore-Onshore_Setting.py)
hvac_loss_per_km | Export cable | v9 linear model: HVAC loss per km | fraction/km | 6.7e-05 | 6.7e-05 |  |  |  | EVOLVE v9 model (OffShore-Onshore_Setting.py)
hvdc_cable_eur_mw_km | Export cable | v9 linear model: HVDC cable per MW per km | EUR/MW/km | 1000 | 1000 |  |  |  | EVOLVE v9 model (OffShore-Onshore_Setting.py)
hvdc_cable_loss_per_km | Export cable | v9 linear model: HVDC cable loss per km | fraction/km | 3.5e-05 | 3.5e-05 |  |  |  | EVOLVE v9 model (OffShore-Onshore_Setting.py)
v9_converter_pair_eur_mw | Export cable | v9 linear model: HVDC converter pair | EUR/MW | 300000 | 300000 |  |  |  | EVOLVE v9 model (OffShore-Onshore_Setting.py)
tso_fee_hvdc_eur_mw_yr | Export cable | v9 linear model: TSO grid fee, HVDC | EUR/MW/yr | 0 | 0 |  |  |  | EVOLVE v9 model (OffShore-Onshore_Setting.py)
cable_life | Export cable | Lifetime | yr | 30 | 30 |  |  |  | EVOLVE v9 model (OffShore-Onshore_Setting.py)
pipe_cost_fixed_eur_km | Hydrogen pipeline | New pipeline cost, fixed part | EUR/km | 1550000 | 1550000 |  |  | Cost per km of a new pipeline = fixed part + part per inch of diameter. | Line through ACER 2026 UIC medians of H2-ready gas pipelines: 2.08 MEUR/km at 12-16 in, 3.14 at 36-48 in
pipe_cost_per_inch_eur_km | Hydrogen pipeline | New pipeline cost, per inch of diameter | EUR/km/inch | 37857 | 37857 |  |  |  | Same ACER 2026 line (slope)
pipe_repurposed_capex_eur_km | Hydrogen pipeline | Repurposed 36-inch: cost | EUR/km | 1180000 | 1180000 |  |  |  | ACER 2026 UIC median, hydrogen pipelines (all repurposed), 1.18 MEUR/km
pipe_offshore_factor | Hydrogen pipeline | Subsea cost factor | x | 1.7 | 1.7 |  |  | Multiplies new and repurposed pipeline costs for the subsea route. ACER's indicators do not separate subsea from onshore pipelines; the European Hydrogen Backbone prices offshore pipelines at 1.7 times onshore. | European Hydrogen Backbone 2022 (offshore = 1.7 x onshore)
pipe_p_out_bar | Hydrogen pipeline | Delivery pressure at the end of the pipeline | bar | 30 | 30 |  |  | Lowest pressure in the pipeline; the gas velocity limit is checked here. | assumption
tiein_dp_bar | Hydrogen pipeline | Pressure drop allowed in a tie-in spur | bar | 5 | 5 |  |  | With a tie-in, compressors deliver the tie-in pressure plus this margin. | Assumption: margin above the host pipeline pressure
pipe_max_velocity_ms | Hydrogen pipeline | Design gas velocity | m/s | 20 | 20 |  |  | Largest gas velocity at the pipeline outlet. The erosional limit below is also respected. | Danish Energy Agency, Technology Brief on hydrogen transport (2025): capacities at 20 m/s
pipe_velocity_fraction | Hydrogen pipeline | Gas velocity limit, share of erosional velocity | fraction | 0.5 | 0.5 |  |  |  | Menon (2011), as used by Singlitico et al. (2021)
pipe_erosional_c | Hydrogen pipeline | Erosional velocity constant (SI) | (kg/m3)^0.5 m/s | 122 | 122 |  |  |  | API RP 14E, c = 100 in US units
pipe_roughness_mm | Hydrogen pipeline | Wall roughness | mm | 0.05 | 0.05 |  |  |  | Singlitico et al. (2021)
pipe_gas_temp_k | Hydrogen pipeline | Gas temperature in the pipeline | K | 288 | 288 |  |  |  | Assumption: seabed gas temperature
pipe_id_4in | Hydrogen pipeline | 4-inch: inner diameter | m | 0.1023 | 0.1023 |  |  |  | ASME B36.10 outside diameter minus a typical wall
pipe_id_6in | Hydrogen pipeline | 6-inch: inner diameter | m | 0.1541 | 0.1541 |  |  |  | ASME B36.10 outside diameter minus a typical wall
pipe_id_8in | Hydrogen pipeline | 8-inch: inner diameter | m | 0.2027 | 0.2027 |  |  |  | ASME B36.10 outside diameter minus a typical wall
pipe_id_12in | Hydrogen pipeline | 12-inch: inner diameter | m | 0.3049 | 0.3049 |  |  |  | ASME B36.10 outside diameter minus a typical wall
pipe_id_16in | Hydrogen pipeline | 16-inch: inner diameter | m | 0.3842 | 0.3842 |  |  |  | ASME B36.10 outside diameter minus a typical wall
pipe_id_20in | Hydrogen pipeline | 20-inch: inner diameter | m | 0.4826 | 0.4826 |  |  |  | ASME B36.10 outside diameter minus a typical wall
pipe_id_24in | Hydrogen pipeline | 24-inch: inner diameter | m | 0.5814 | 0.5814 |  |  |  | ASME B36.10 outside diameter minus a typical wall
pipe_id_36in | Hydrogen pipeline | 36-inch: inner diameter | m | 0.8758 | 0.8758 |  |  |  | ASME B36.10 outside diameter minus a typical wall
pipeline_efficiency | Hydrogen pipeline | Delivery efficiency | fraction | 0.99 | 0.99 |  |  |  | EVOLVE v9 model (OffShore-Onshore_Setting.py)
pipeline_life | Hydrogen pipeline | Lifetime | yr | 40 | 40 |  |  |  | EVOLVE v9 model (OffShore-Onshore_Setting.py)
pipeline_fom | Hydrogen pipeline | Fixed O&M | fraction/yr | 0.009 | 0.009 |  |  |  | EVOLVE v9 model (OffShore-Onshore_Setting.py)
platform_cable_coef | Island platform | Electrical platform structure, per MW of export capacity (c_E) | kEUR/MW | 84.651 | 84.651 | yes |  | Topside and jacket for the export electrical equipment, sized on export capacity, 30 m water. Not the cable itself. Close to DNV GL's HVDC converter-platform costs (77-89 kEUR/MW); price year 2018 assumed. | DNV GL 2018 (P2H IJmuiden Ver) via Bouma 2023, Eq. 3.3
platform_elec_coef | Island platform | Process platform structure, per MW of island equipment (c_H) | kEUR/MW | 139.281 | 139.281 | yes |  | Topside and jacket for electrolysis, 30 m water, excluding the electrolysers themselves (priced under Electrolysis). Reproduces DNV GL's electrolysis-platform costs to 0.05 %; price year 2018 assumed. | DNV GL 2018 (P2H IJmuiden Ver) via Bouma 2023, Eq. 3.3
platform_install_factor | Island platform | Installation, engineering and contingency factor (k_inst) | x | 1.5 | 1.5 |  |  | 1.15 for installation (DNV GL: about 15 % of fabrication and supply) x 1.30 for engineering, owner's cost and contingency (stated assumption, after Ekhar 2021). Test 1.15-1.6. | Bouma 2023 (value); DNV GL 2018 and Ekhar 2021 (decomposition, stated)
platform_escalation | Island platform | Price escalation of the platform coefficients (k_esc) | x | 1 | 1 |  |  | Multiplies c_E and c_H to bring 2018 EUR to the model's price year. 1.0 keeps 2018 prices. | Assumption: 2018 EUR basis kept
platform_fixed_eur | Island platform | Fixed platform cost (C_0) | EUR | 0 | 0 |  |  | Cost of a platform independent of its size; matters for islands below about 100 MW. Added as a constant to the platform of configurations A and B (0 = off). | Assumption (ORBIT: 285 t of fixed topside mass)
platform_w_comp | Island platform | Weight of compressor MW on the process platform | - | 1 | 1 |  |  | Bouma's coefficient covers electrolyser MW only; 1 counts compressors like electrolysers, 0 leaves them out. Test 0-1. | Assumption
platform_w_fc | Island platform | Weight of fuel-cell MW on the process platform | - | 1 | 1 |  |  | As for compressors. Test 0-1. | Assumption
platform_w_bat | Island platform | Weight of battery MW on the process platform | - | 1 | 1 |  |  | As for compressors. Test 0-1. | Assumption
platform_ref_depth_m | Island platform | Reference depth of the coefficients | m | 30 | 30 |  |  |  | DNV GL 2018: jacket in 30 m
platform_jacket_share_h | Island platform | Jacket share of the process platform (s_H) | fraction | 0.28 | 0.28 |  |  |  | DNV GL 2018 electrolysis-platform tables (0.27-0.28)
platform_jacket_share_e | Island platform | Jacket share of the electrical platform (s_E) | fraction | 0.22 | 0.22 |  |  |  | DNV GL 2018 HVDC-platform tables
platform_depth_exponent | Island platform | Jacket cost exponent on depth (alpha) | - | 1 | 1 |  |  | Bottom-fixed: the jacket share scales with (depth / reference depth)^alpha. 1.0 from Ekhar's jacket mass per metre of depth; 1.56 from BVG's substation foundation at 50 and 100 m. | Ekhar 2021 (1.0); BVG Associates 2024 guides (1.56)
platform_float_topside_uplift | Island platform | Floating: topside uplift (u) | x | 1.1 | 1.1 |  |  | Motion-tolerant topside on a floating hull (Dolphyn barge trial: output varying with motion, sloshing). Test 1.0-1.2. | Assumption, after DESNZ 2024 (ERM Dolphyn)
platform_float_hull_ratio | Island platform | Floating: hull and moorings vs jacket (r) | x | 3 | 3 |  |  | Cost of the floating hull with moorings relative to the jacket it replaces. BVG: semi-submersible with moorings 3.9 x a monopile; Myhr et al.: manufacturing factor 2.0. Test 2.0-3.9. Resulting floating factor about 1.6 (process) and 1.5 (electrical) instead of the earlier 2.0, for which no source exists. | BVG Associates 2024 guides; Myhr et al. (via Frontiers 2026 review)
platform_life | Island platform | Lifetime | yr | 25 | 25 |  |  |  | EVOLVE v9 model (OffShore-Onshore_Setting.py)
platform_fom | Island platform | Fixed O&M, bottom-fixed and turbine-level | fraction/yr | 0.02 | 0.02 |  |  |  | Bouma 2023
platform_fom_floating | Island platform | Fixed O&M, floating central platform | fraction/yr | 0.03 | 0.03 |  |  | Floating hubs need more inspection and are manned more often; published values span 1-7 %/yr. | Assumption within Travaglini et al. 2025 (1 %), Bouma 2023 (2 %), Lanni et al. 2025 (7 %)
dyn_cable_km | Island platform | Floating: dynamic section of each export circuit | km | 0.5 | 0.5 |  |  | Length of the export cable between the floating platform and the seabed (lazy wave), priced with the dynamic premium. A few times the water depth. | Assumption
dyn_cable_premium | Island platform | Floating: dynamic cable premium | fraction | 0.75 | 0.75 |  |  | Extra cost per km of dynamic over static cable: +30-50 % up to 33 kV, +60-90 % up to 66 kV (Collin et al., cited by Ibrahim et al. 2022). No data above 66 kV. | Collin et al. via Ibrahim et al. 2022
dyn_cable_max_kv | Island platform | Floating: highest qualified dynamic export voltage | kV | 66 | 66 |  |  | Dynamic export cables are commercially qualified up to 66 kV (DNV 2021; BVG 2024). A floating central platform with a higher export voltage is reported as a warning, or excluded if the next input is on. | DNV 2021; BVG Associates 2024
dyn_cable_restrict | Island platform | Floating: allow only qualified dynamic voltages | - | FALSE | FALSE |  |  | On: AC options above the qualified dynamic voltage are not offered to a floating central platform.
turbine_integration_factor | Island platform | Turbine-level: integration factor (f_C) | - | 0.5 | 0.5 |  |  | Cost of enlarging each turbine floater for its electrolyser, desalination, buffer and standby power, as a share of the process-platform cost per MW (f_C x k_esc x k_inst x c_H). No published value exists: 0 in Lanni et al. 2025 and Travaglini et al. 2025, 1 in the earlier model. Test 0-1. | Assumption bracketed by Lanni et al. 2025 (0) and EVOLVE 0.9 (1)
turbine_ez_scale_factor | Island platform | Turbine-level: electrolyser scale penalty (k_scale) | x | 1.3 | 1.3 |  |  | Electrolysers of one turbine's size cost more per kW than a central plant: 1.30 (Singlitico et al. 2021, 15 MW against 100 MW and more), 1.24 (DNV GL 2018 balance-of-plant scaling), 3-4 (Travaglini et al. 2025). Test 1.0-3.7. | Singlitico et al. 2021; DNV GL 2018 with Ekhar 2021
infield_pipe_eur_km | Island platform | Turbine-level: in-field hydrogen pipeline | EUR/km | 550000 | 550000 |  |  | Small-diameter flowlines from each turbine to the export pipeline. 0.2-0.9 MEUR/km. | Travaglini et al. 2025 (2030+)
infield_km_per_turbine | Island platform | Turbine-level: in-field pipeline per turbine | km | 1 | 1 |  |  | About the turbine spacing (Dolphyn layout: about 1 km). | ERM 2019 (Dolphyn)
infield_pipe_fom | Island platform | Turbine-level: in-field pipeline O&M | fraction/yr | 0.005 | 0.005 |  |  |  | Travaglini et al. 2025
infield_manifold_eur | Island platform | Turbine-level: collection manifold | EUR | 50000 | 50000 |  |  | Hub joining the in-field lines to the export pipeline; probably low. | Lanni et al. 2025
array_cable_credit_eur_mw | Island platform | Turbine-level: array cables not needed | EUR/MW | 145000 | 145000 |  |  | Turbine-level electrolysis needs no electrical array cables. The floating wind CAPEX includes them (Lanni et al. 2025: 0.145 MEUR/MW floating, 0.053 bottom-fixed), so they are deducted. | Lanni et al. 2025, Table 3
turbine_ez_eff_gain | Island platform | Turbine-level: avoided electrical losses | fraction | 0.005 | 0.005 |  |  | Extra hydrogen per MWh because the array and AC/DC chain losses are avoided (0.5 % intra-array loss in Lanni et al. 2025). Test 0-1 %. | Lanni et al. 2025
shortfall_penalty_eur_mwh | Solver | Penalty for undelivered electricity | EUR/MWh | 3000 | 3000 |  |  |  | EVOLVE v9 model (OffShore-Onshore_Setting.py)
shortfall_penalty_eur_kg | Solver | Penalty for undelivered hydrogen | EUR/kg | 100 | 100 |  |  |  | EVOLVE v9 model (OffShore-Onshore_Setting.py)
lhv_h2_kwh_kg | Solver | Hydrogen LHV | kWh/kg | 33.3 | 33.3 |  |  |  | EVOLVE v9 model (OffShore-Onshore_Setting.py)
cap_ub_mw | Solver | Upper bound on any converter or cable capacity | MW | 5000 | 5000 |  |  |  | EVOLVE v9 model (OffShore-Onshore_Setting.py)
cap_renewable_ub_mw | Solver | Upper bound on wind and PV capacity | MW | 10000 | 10000 |  |  | The usable sea area and power densities normally limit wind and PV first. | EVOLVE v9 model (OffShore-Onshore_Setting.py)

## TimeSeries
hour | wind_cf | pv_cf | price_eur_mwh | elec_demand_mw | h2_demand_kgh
1 | 0.04315 | 0 | 46.27
2 | 0.05279 | 0 | 39.78
3 | 0.05705 | 0 | 27.87
4 | 0.05279 | 0 | 23.21
5 | 0.05513 | 0 | 22.64
6 | 0.06937 | 0 | 20.9
7 | 0.06991 | 0 | 26.54
8 | 0.05609 | 0 | 25
9 | 0.04567 | 0 | 25
10 | 0.02942 | 0.03586 | 34.64
11 | 0.01918 | 0.10373 | 41.03
12 | 0.00753 | 0.16875 | 48.97
13 | 0.00548 | 0.16578 | 41.06
14 | 0.01995 | 0.20875 | 37.95
15 | 0.05754 | 0.16445 | 33.42
16 | 0.0886 | 0.12057 | 39.8
17 | 0.09111 | 0.03662 | 44.29
18 | 0.0849 | 0.00269 | 62.65
19 | 0.13066 | 0 | 65.56
20 | 0.17573 | 0 | 61.27
21 | 0.2177 | 0 | 57.41
22 | 0.21258 | 0 | 58.65
23 | 0.27306 | 0 | 54.91
24 | 0.2177 | 0 | 53.11
25 | 0.14845 | 0 | 45.87
26 | 0.06151 | 0 | 39.15
27 | 0.01146 | 0 | 25.84
28 | 0.03535 | 0 | 28.36
29 | 0.10916 | 0 | 30.72
30 | 0.15958 | 0 | 51.1
31 | 0.20154 | 0 | 58.37
32 | 0.19467 | 0 | 56.82
33 | 0.27534 | 0 | 57.44
34 | 0.37797 | 0.03222 | 61.09
35 | 0.36697 | 0.11415 | 63.63
36 | 0.38777 | 0.19625 | 62.8
37 | 0.39022 | 0.19159 | 58.65
38 | 0.35477 | 0.08152 | 55.64
39 | 0.31976 | 0.10194 | 56.72
40 | 0.33416 | 0.09101 | 62.19
41 | 0.35355 | 0.05717 | 67.1
42 | 0.29964 | 0.00362 | 69.3
43 | 0.32815 | 0 | 69.25
44 | 0.38409 | 0 | 63.43
45 | 0.43775 | 0 | 55.64
46 | 0.4665 | 0 | 55.97
47 | 0.50717 | 0 | 54.31
48 | 0.54369 | 0 | 47.03
49 | 0.48647 | 0 | 45.93
50 | 0.48414 | 0 | 45.91
51 | 0.42685 | 0 | 44
52 | 0.43534 | 0 | 43.88
53 | 0.48647 | 0 | 45.92
54 | 0.54477 | 0 | 54.69
55 | 0.54692 | 0 | 66.58
56 | 0.54692 | 0 | 68.03
57 | 0.53612 | 0 | 69.12
58 | 0.53065 | 0.02718 | 69.19
59 | 0.55117 | 0.10034 | 68.01
60 | 0.51845 | 0.17151 | 67.2
61 | 0.49689 | 0.22353 | 66.7
62 | 0.4665 | 0.3142 | 67
63 | 0.47477 | 0.28308 | 68.01
64 | 0.51057 | 0.21408 | 68.99
65 | 0.57503 | 0.13347 | 71.15
66 | 0.63942 | 0.00544 | 73.43
67 | 0.67978 | 0 | 70.55
68 | 0.70135 | 0 | 68.38
69 | 0.68123 | 0 | 61.72
70 | 0.65517 | 0 | 59.84
71 | 0.65436 | 0 | 58.65
72 | 0.65436 | 0 | 55.52
73 | 0.60155 | 0 | 52.91
74 | 0.55329 | 0 | 49.61
75 | 0.51621 | 0 | 47.41
76 | 0.59094 | 0 | 47
77 | 0.64947 | 0 | 47.78
78 | 0.59772 | 0 | 59.54
79 | 0.67235 | 0 | 68.4
80 | 0.6192 | 0 | 69.71
81 | 0.56994 | 0 | 71.86
82 | 0.54046 | 0.05552 | 71.58
83 | 0.58405 | 0.16483 | 70.16
84 | 0.51845 | 0.27387 | 70.16
85 | 0.42442 | 0.32378 | 69.17
86 | 0.3792 | 0.36869 | 69.15
87 | 0.38164 | 0.31356 | 68.4
88 | 0.4049 | 0.25832 | 68.4
89 | 0.38042 | 0.13284 | 73.18
90 | 0.38777 | 0.00545 | 77.23
91 | 0.42077 | 0 | 75.97
92 | 0.39022 | 0 | 70.2
93 | 0.43413 | 0 | 68.71
94 | 0.4486 | 0 | 68.68
95 | 0.3792 | 0 | 67.51
96 | 0.29262 | 0 | 71.68
97 | 0.31143 | 0 | 63.74
98 | 0.28798 | 0 | 60
99 | 0.21667 | 0 | 55.84
100 | 0.20853 | 0 | 53.48
101 | 0.20652 | 0 | 53.34
102 | 0.22183 | 0 | 52.57
103 | 0.21873 | 0 | 55.67
104 | 0.1493 | 0 | 60.79
105 | 0.09047 | 0 | 66.92
106 | 0.05803 | 0.05065 | 69.12
107 | 0.04357 | 0.14259 | 68.25
108 | 0.01321 | 0.22147 | 67.67
109 | 0.00384 | 0.27055 | 64
110 | 0.00767 | 0.27656 | 61.57
111 | 0.02101 | 0.21767 | 59.4
112 | 0.04112 | 0.14667 | 58.31
113 | 0.05279 | 0.06016 | 67.2
114 | 0.08249 | 0.00545 | 69
115 | 0.11559 | 0 | 68.71
116 | 0.11926 | 0 | 68.07
117 | 0.08922 | 0 | 60.05
118 | 0.06356 | 0 | 65.76
119 | 0.03572 | 0 | 62.8
120 | 0.02129 | 0 | 60.9
121 | 0.01404 | 0 | 53.78
122 | 0.02239 | 0 | 51.43
123 | 0.03213 | 0 | 48.02
124 | 0.04652 | 0 | 48.37
125 | 0.0496 | 0 | 47.17
126 | 0.02975 | 0 | 48.19
127 | 0.02296 | 0 | 49.11
128 | 0.03076 | 0 | 51.06
129 | 0.02975 | 0 | 53.4
130 | 0.02685 | 0.01981 | 56.55
131 | 0.02129 | 0.07831 | 60.02
132 | 0.0018 | 0.12453 | 60.22
133 | 2e-05 | 0.13539 | 55
134 | 0.00022 | 0.12985 | 52.39
135 | 0.00317 | 0.12226 | 51.57
136 | 0.00904 | 0.08497 | 54.71
137 | 0.01602 | 0.05109 | 63.43
138 | 0.02975 | 0.00362 | 67.37
139 | 0.04032 | 0 | 67.2
140 | 0.05325 | 0 | 66.03
141 | 0.08011 | 0 | 55.36
142 | 0.1043 | 0 | 58.59
143 | 0.09824 | 0 | 54.86
144 | 0.12603 | 0 | 58.15
145 | 0.17025 | 0 | 51.86
146 | 0.17573 | 0 | 47.84
147 | 0.16133 | 0 | 46.11
148 | 0.15183 | 0 | 46.08
149 | 0.17116 | 0 | 47.62
150 | 0.18984 | 0 | 55.77
151 | 0.1813 | 0 | 68.61
152 | 0.15958 | 0 | 74.15
153 | 0.1338 | 0 | 74.93
154 | 0.09758 | 0.01429 | 73.59
155 | 0.04152 | 0.03882 | 71.23
156 | 0.02942 | 0.08176 | 70
157 | 0.02942 | 0.11935 | 68.74
158 | 0.03875 | 0.12997 | 66.62
159 | 0.06304 | 0.14377 | 64.99
160 | 0.09691 | 0.09648 | 62.67
161 | 0.11852 | 0.0583 | 67.04
162 | 0.11487 | 0.00449 | 70.39
163 | 0.14265 | 0 | 70.33
164 | 0.18602 | 0 | 69
165 | 0.2208 | 0 | 62.37
166 | 0.20753 | 0 | 62.3
167 | 0.41101 | 0 | 56.42
168 | 0.48531 | 0 | 52.29
169 | 0.52734 | 0 | 42.01
170 | 0.60439 | 0 | 42.57
171 | 0.65838 | 0 | 29.4
172 | 0.6639 | 0 | 27.4
173 | 0.62548 | 0 | 39.27
174 | 0.58207 | 0 | 51.85
175 | 0.56479 | 0 | 65.82
176 | 0.58306 | 0 | 67.2
177 | 0.621 | 0 | 68.16
178 | 0.64533 | 0.00716 | 68.53
179 | 0.61095 | 0.02657 | 68.15
180 | 0.55855 | 0.1012 | 67.95
181 | 0.38899 | 0.12898 | 67.97
182 | 0.37308 | 0.21486 | 65.48
183 | 0.39022 | 0.28745 | 63.13
184 | 0.36574 | 0.20903 | 59.99
185 | 0.40613 | 0.11729 | 67.25
186 | 0.38532 | 0.00629 | 69.94
187 | 0.36574 | 0 | 70
188 | 0.37552 | 0 | 68.15
189 | 0.29146 | 0 | 55.8
190 | 0.22601 | 0 | 55.39
191 | 0.20154 | 0 | 53.46
192 | 0.18984 | 0 | 49.45
193 | 0.15353 | 0 | 48.91
194 | 0.16845 | 0 | 46.22
195 | 0.15014 | 0 | 30.81
196 | 0.13698 | 0 | 27.83
197 | 0.1813 | 0 | 37.58
198 | 0.19467 | 0 | 50.8
199 | 0.22706 | 0 | 64.07
200 | 0.31857 | 0 | 67.16
201 | 0.3402 | 0 | 67.29
202 | 0.31143 | 0.03282 | 67.2
203 | 0.20652 | 0.14491 | 67
204 | 0.11926 | 0.23197 | 64.97
205 | 0.15958 | 0.27898 | 64.25
206 | 0.31143 | 0.20162 | 61.46
207 | 0.32215 | 0.15398 | 58.64
208 | 0.33416 | 0.13725 | 61.49
209 | 0.43655 | 0.05803 | 67.05
210 | 0.50376 | 0.00542 | 68.53
211 | 0.51957 | 0 | 69.01
212 | 0.57402 | 0 | 66.58
213 | 0.49689 | 0 | 62.74
214 | 0.4462 | 0 | 62.44
215 | 0.36697 | 0 | 54.7
216 | 0.30081 | 0 | 58.6
217 | 0.27193 | 0 | 50.49
218 | 0.21873 | 0 | 51.2
219 | 0.20154 | 0 | 48.8
220 | 0.24198 | 0 | 48.5
221 | 0.26515 | 0 | 49.8
222 | 0.27648 | 0 | 62.92
223 | 0.25071 | 0 | 72.6
224 | 0.20652 | 0 | 81.17
225 | 0.19273 | 0 | 81.79
226 | 0.12988 | 0.05872 | 81.15
227 | 0.0772 | 0.159 | 80
228 | 0.03992 | 0.25359 | 76.39
229 | 0.025 | 0.34853 | 75
230 | 0.01579 | 0.36299 | 76.06
231 | 0.04783 | 0.28557 | 75.4
232 | 0.09824 | 0.16844 | 76.78
233 | 0.15871 | 0.07736 | 83.45
234 | 0.23128 | 0.00633 | 85.15
235 | 0.25844 | 0 | 78.16
236 | 0.23767 | 0 | 71.92
237 | 0.24198 | 0 | 67.73
238 | 0.20853 | 0 | 65.52
239 | 0.21977 | 0 | 63.02
240 | 0.17758 | 0 | 60.84
241 | 0.15958 | 0 | 55.61
242 | 0.13538 | 0 | 52.85
243 | 0.10636 | 0 | 51
244 | 0.07322 | 0 | 49.98
245 | 0.05325 | 0 | 51.6
246 | 0.06616 | 0 | 58.31
247 | 0.10705 | 0 | 70.31
248 | 0.15784 | 0 | 76.57
249 | 0.19176 | 0 | 73.83
250 | 0.18412 | 0.03126 | 73.87
251 | 0.15268 | 0.10245 | 72.77
252 | 0.16576 | 0.15833 | 68.77
253 | 0.17389 | 0.31604 | 67.2
254 | 0.16576 | 0.27562 | 68
255 | 0.15014 | 0.2398 | 66.06
256 | 0.15784 | 0.18083 | 66.18
257 | 0.16398 | 0.07869 | 69.23
258 | 0.16045 | 0.00809 | 77.54
259 | 0.19564 | 0 | 71.83
260 | 0.22497 | 0 | 69.19
261 | 0.19564 | 0 | 67.12
262 | 0.16755 | 0 | 66.03
263 | 0.16665 | 0 | 63.57
264 | 0.14265 | 0 | 57.54
265 | 0.17943 | 0 | 51.63
266 | 0.20853 | 0 | 46.16
267 | 0.1785 | 0 | 44.95
268 | 0.08551 | 0 | 43.22
269 | 0.05705 | 0 | 42.51
270 | 0.10916 | 0 | 42.98
271 | 0.08188 | 0 | 51.36
272 | 0.06991 | 0 | 54.89
273 | 0.12756 | 0 | 62.11
274 | 0.15784 | 0.02784 | 65
275 | 0.25401 | 0.11029 | 64.47
276 | 0.36086 | 0.14073 | 62.89
277 | 0.4317 | 0.18482 | 59.5
278 | 0.55224 | 0.17318 | 55.73
279 | 0.6783 | 0.14857 | 50.69
280 | 0.72835 | 0.10936 | 47.68
281 | 0.70721 | 0.05457 | 54.03
282 | 0.68979 | 0.00627 | 57.89
283 | 0.6731 | 0 | 58.31
284 | 0.72139 | 0 | 53.19
285 | 0.72835 | 0 | 46.54
286 | 0.67007 | 0 | 57.61
287 | 0.56994 | 0 | 54.06
288 | 0.53174 | 0 | 57.48
289 | 0.52513 | 0 | 52.29
290 | 0.53503 | 0 | 43.74
291 | 0.59192 | 0 | 31.66
292 | 0.65193 | 0 | 27.08
293 | 0.67159 | 0 | 26.8
294 | 0.67609 | 0 | 27.45
295 | 0.70527 | 0 | 26.48
296 | 0.72606 | 0 | 33.41
297 | 0.72374 | 0 | 52.22
298 | 0.73117 | 0.01165 | 52.05
299 | 0.73825 | 0.10206 | 53.12
300 | 0.76857 | 0.2075 | 57.61
301 | 0.77023 | 0.27413 | 54.62
302 | 0.75619 | 0.25312 | 49.05
303 | 0.78757 | 0.28051 | 32.82
304 | 0.82151 | 0.15367 | 32.45
305 | 0.82228 | 0.07744 | 46.95
306 | 0.82072 | 0.00895 | 63.76
307 | 0.81826 | 0 | 64.45
308 | 0.79448 | 0 | 59.04
309 | 0.77023 | 0 | 53.4
310 | 0.76898 | 0 | 56.03
311 | 0.7694 | 0 | 56.84
312 | 0.74999 | 0 | 44.16
313 | 0.74752 | 0 | 30.97
314 | 0.73061 | 0 | 25.15
315 | 0.74752 | 0 | 28.34
316 | 0.74037 | 0 | 23.49
317 | 0.69256 | 0 | 30.16
318 | 0.63253 | 0 | 55.26
319 | 0.53284 | 0 | 66.49
320 | 0.47241 | 0 | 65.81
321 | 0.36697 | 0 | 66.77
322 | 0.2742 | 0.02366 | 66.73
323 | 0.20652 | 0.10267 | 67
324 | 0.17025 | 0.12655 | 67.2
325 | 0.15439 | 0.19322 | 66.42
326 | 0.12988 | 0.17766 | 64.33
327 | 0.0886 | 0.17865 | 62.56
328 | 0.09691 | 0.1232 | 62.84
329 | 0.09366 | 0.07858 | 68.07
330 | 0.09366 | 0.00897 | 71.64
331 | 0.09691 | 0 | 72.52
332 | 0.08674 | 0 | 71.81
333 | 0.06202 | 0 | 63.73
334 | 0.04398 | 0 | 60.49
335 | 0.01261 | 0 | 57.66
336 | 0.00146 | 0 | 57.63
337 | 3e-05 | 0 | 49.31
338 | 0 | 0 | 47.78
339 | 0 | 0 | 41.45
340 | 1e-05 | 0 | 37.58
341 | 7e-05 | 0 | 44.02
342 | 0.00012 | 0 | 53.11
343 | 8e-05 | 0 | 68.65
344 | 1e-05 | 0 | 70.16
345 | 3e-05 | 0 | 69.68
346 | 0.00075 | 0.064 | 71.04
347 | 0.00471 | 0.13677 | 70.11
348 | 0.01281 | 0.25843 | 68.29
349 | 0.01743 | 0.29034 | 64.37
350 | 0.02382 | 0.26081 | 60.86
351 | 0.025 | 0.22704 | 57.16
352 | 0.01719 | 0.12369 | 64.76
353 | 0.00857 | 0.05619 | 71.52
354 | 0.00333 | 0.009 | 74.05
355 | 0.00441 | 0 | 74.74
356 | 0.00571 | 0 | 71.34
357 | 0.02748 | 0 | 61.88
358 | 0.09691 | 0 | 56.98
359 | 0.16576 | 0 | 56.09
360 | 0.14347 | 0 | 58.26
361 | 0.16755 | 0 | 55.51
362 | 0.17025 | 0 | 53.56
363 | 0.1937 | 0 | 45.07
364 | 0.24415 | 0 | 44.68
365 | 0.25956 | 0 | 54.34
366 | 0.32455 | 0 | 61.91
367 | 0.30552 | 0 | 70.3
368 | 0.32215 | 0 | 71.69
369 | 0.3792 | 0 | 72.47
370 | 0.42806 | 0.01346 | 72.2
371 | 0.38409 | 0.05536 | 71.04
372 | 0.45698 | 0.11898 | 68.1
373 | 0.49573 | 0.11628 | 67.75
374 | 0.50944 | 0.14712 | 65.53
375 | 0.62815 | 0.15532 | 63.36
376 | 0.67235 | 0.11853 | 60.82
377 | 0.65598 | 0.06779 | 69.59
378 | 0.60908 | 0.00627 | 72.33
379 | 0.65111 | 0 | 72.95
380 | 0.68196 | 0 | 67.09
381 | 0.68196 | 0 | 53.94
382 | 0.6805 | 0 | 55.47
383 | 0.7694 | 0 | 56.85
384 | 0.79966 | 0 | 59.34
385 | 0.80663 | 0 | 55.99
386 | 0.81288 | 0 | 54.53
387 | 0.80794 | 0 | 32.58
388 | 0.79448 | 0 | 33.97
389 | 0.76342 | 0 | 49.79
390 | 0.7208 | 0 | 56.37
391 | 0.67683 | 0 | 67.07
392 | 0.63771 | 0 | 68.17
393 | 0.64196 | 0 | 68.13
394 | 0.65193 | 0.06103 | 68.07
395 | 0.58702 | 0.19073 | 66.03
396 | 0.50262 | 0.28041 | 65.82
397 | 0.42806 | 0.33825 | 63.23
398 | 0.39267 | 0.36561 | 61.71
399 | 0.4049 | 0.34012 | 64.5
400 | 0.31381 | 0.2538 | 65.39
401 | 0.20652 | 0.15981 | 68.25
402 | 0.17298 | 0.01531 | 72.09
403 | 0.16665 | 0 | 73.45
404 | 0.10636 | 0 | 70.84
405 | 0.05372 | 0 | 65.58
406 | 0.03646 | 0 | 64.97
407 | 0.02101 | 0 | 61.53
408 | 0.03722 | 0 | 60.15
409 | 0.06 | 0 | 58.94
410 | 0.10567 | 0 | 56.99
411 | 0.1245 | 0 | 54.27
412 | 0.14347 | 0 | 48
413 | 0.19564 | 0 | 55.34
414 | 0.23128 | 0 | 66.31
415 | 0.31619 | 0 | 73.08
416 | 0.33416 | 0 | 76.86
417 | 0.32815 | 0 | 74.93
418 | 0.33899 | 0.04005 | 72.01
419 | 0.54154 | 0.12031 | 71.2
420 | 0.55224 | 0.1166 | 69.74
421 | 0.5596 | 0.14987 | 68.6
422 | 0.62903 | 0.13187 | 67.44
423 | 0.6246 | 0.12297 | 68.14
424 | 0.69868 | 0.05202 | 69
425 | 0.74245 | 0.04881 | 75.04
426 | 0.66931 | 0.00808 | 76.13
427 | 0.43049 | 0 | 74.43
428 | 0.2177 | 0 | 70.74
429 | 0.16934 | 0 | 64.7
430 | 0.15784 | 0 | 65.19
431 | 0.14347 | 0 | 63.06
432 | 0.11199 | 0 | 64.5
433 | 0.15871 | 0 | 61.76
434 | 0.22497 | 0 | 55.66
435 | 0.18697 | 0 | 59.2
436 | 0.19564 | 0 | 55.55
437 | 0.28798 | 0 | 56.6
438 | 0.40368 | 0 | 57.96
439 | 0.41345 | 0 | 62.84
440 | 0.36941 | 0 | 65.48
441 | 0.31857 | 0 | 68.71
442 | 0.27193 | 0.04099 | 68.5
443 | 0.21462 | 0.1348 | 68.25
444 | 0.15784 | 0.23641 | 66.95
445 | 0.13459 | 0.28759 | 64.2
446 | 0.13939 | 0.29588 | 63.93
447 | 0.14845 | 0.29782 | 61.73
448 | 0.17025 | 0.20697 | 62.93
449 | 0.21462 | 0.13818 | 67.15
450 | 0.20154 | 0.04519 | 68.91
451 | 0.17758 | 0 | 70
452 | 0.14512 | 0 | 67.56
453 | 0.14347 | 0 | 65.02
454 | 0.15958 | 0 | 66.02
455 | 0.15958 | 0 | 63.5
456 | 0.1813 | 0 | 66.69
457 | 0.20652 | 0 | 63.41
458 | 0.20853 | 0 | 60.44
459 | 0.22497 | 0 | 54.6
460 | 0.24198 | 0 | 51.52
461 | 0.26628 | 0 | 51.71
462 | 0.30788 | 0 | 51.98
463 | 0.34262 | 0 | 54.72
464 | 0.3572 | 0 | 54.47
465 | 0.3633 | 0 | 62.91
466 | 0.35355 | 0.07107 | 66.3
467 | 0.3633 | 0.18438 | 66.15
468 | 0.29729 | 0.30164 | 65.12
469 | 0.24198 | 0.32849 | 62.41
470 | 0.19957 | 0.30528 | 58.57
471 | 0.18412 | 0.3109 | 55.39
472 | 0.18984 | 0.21142 | 58.02
473 | 0.21873 | 0.14045 | 66.68
474 | 0.29496 | 0.04145 | 69.43
475 | 0.40613 | 0 | 70.11
476 | 0.47712 | 0 | 70.01
477 | 0.50147 | 0 | 66.1
478 | 0.48531 | 0 | 65.8
479 | 0.4486 | 0 | 64.5
480 | 0.4049 | 0 | 55.54
481 | 0.38409 | 0 | 53.02
482 | 0.36208 | 0 | 52.1
483 | 0.28221 | 0 | 51.31
484 | 0.2674 | 0 | 51.14
485 | 0.23128 | 0 | 53.23
486 | 0.16486 | 0 | 67.16
487 | 0.0886 | 0 | 79.62
488 | 0.05005 | 0 | 88.06
489 | 0.02561 | 0 | 86.01
490 | 0.02561 | 0.07124 | 80.04
491 | 0.00658 | 0.1586 | 79.15
492 | 0.00471 | 0.23393 | 75.41
493 | 0.00548 | 0.26328 | 71.56
494 | 0.00384 | 0.30341 | 72.03
495 | 0.01696 | 0.30651 | 76.49
496 | 0.02156 | 0.18725 | 81.08
497 | 0.01557 | 0.09253 | 88.35
498 | 0.04827 | 0.02306 | 88.5
499 | 0.10916 | 0 | 81.62
500 | 0.19564 | 0 | 77.77
501 | 0.39756 | 0 | 71.05
502 | 0.56892 | 0 | 69.01
503 | 0.64281 | 0 | 67.02
504 | 0.68555 | 0 | 63.93
505 | 0.69531 | 0 | 58.71
506 | 0.76076 | 0 | 56.68
507 | 0.80583 | 0 | 52.92
508 | 0.79966 | 0 | 52.1
509 | 0.74296 | 0 | 54.67
510 | 0.74348 | 0 | 63.57
511 | 0.65917 | 0 | 75.87
512 | 0.69935 | 0 | 83.58
513 | 0.66855 | 0 | 80.1
514 | 0.66155 | 0.0672 | 80.93
515 | 0.49112 | 0.18693 | 81.08
516 | 0.59094 | 0.26574 | 75.6
517 | 0.621 | 0.31463 | 76.83
518 | 0.71598 | 0.27907 | 78.41
519 | 0.69667 | 0.27855 | 79.19
520 | 0.73825 | 0.222 | 80.88
521 | 0.74089 | 0.12735 | 85
522 | 0.76076 | 0.03738 | 91.52
523 | 0.74348 | 0 | 87.12
524 | 0.70657 | 0 | 79.93
525 | 0.72374 | 0 | 68.71
526 | 0.73338 | 0 | 66.52
527 | 0.79289 | 0 | 61.75
528 | 0.75145 | 0 | 57.99
529 | 0.64947 | 0 | 56.09
530 | 0.67904 | 0 | 55.05
531 | 0.70785 | 0 | 51.19
532 | 0.73283 | 0 | 51.02
533 | 0.76815 | 0 | 55.2
534 | 0.80947 | 0 | 65.28
535 | 0.79966 | 0 | 82.9
536 | 0.73283 | 0 | 92.15
537 | 0.65917 | 0 | 93.65
538 | 0.66931 | 0.0413 | 91.93
539 | 0.58207 | 0.11516 | 90.31
540 | 0.59386 | 0.2423 | 84.96
541 | 0.66233 | 0.29238 | 83.99
542 | 0.67904 | 0.32484 | 85.59
543 | 0.73448 | 0.32505 | 86.87
544 | 0.75666 | 0.24582 | 84.96
545 | 0.75804 | 0.15584 | 90.01
546 | 0.70135 | 0.03132 | 93.9
547 | 0.67159 | 0 | 90.54
548 | 0.54477 | 0 | 78.56
549 | 0.36452 | 0 | 69.6
550 | 0.26853 | 0 | 68.77
551 | 0.11056 | 0 | 65.18
552 | 0.06252 | 0 | 63.16
553 | 0.04652 | 0 | 59.98
554 | 0.0505 | 0 | 58.2
555 | 0.0505 | 0 | 56.52
556 | 0.0444 | 0 | 56.95
557 | 0.01342 | 0 | 61.53
558 | 0.00333 | 0 | 74.9
559 | 0.00022 | 0 | 99.07
560 | 0 | 0 | 113.07
561 | 1e-05 | 0 | 111.23
562 | 0.0011 | 0.00904 | 108.25
563 | 0.00265 | 0.03973 | 103.69
564 | 0.02561 | 0.0609 | 98.33
565 | 0.04032 | 0.07657 | 92.63
566 | 0.07322 | 0.08323 | 89.86
567 | 0.09824 | 0.06354 | 90.45
568 | 0.11487 | 0.02686 | 95.01
569 | 0.10636 | 0.01432 | 106.82
570 | 0.30906 | 0.01108 | 121.46
571 | 0.52955 | 0 | 102.06
572 | 0.4888 | 0 | 89.34
573 | 0.44379 | 0 | 74.43
574 | 0.56376 | 0 | 70.12
575 | 0.71598 | 0 | 65.57
576 | 0.69049 | 0 | 64.63
577 | 0.64112 | 0 | 60.64
578 | 0.61279 | 0 | 57.8
579 | 0.64449 | 0 | 55.58
580 | 0.64365 | 0 | 55.28
581 | 0.64449 | 0 | 58.98
582 | 0.64196 | 0 | 69.83
583 | 0.58405 | 0 | 84.48
584 | 0.47477 | 0 | 97
585 | 0.3743 | 0 | 93.64
586 | 0.34262 | 0.01621 | 85
587 | 0.3402 | 0.05871 | 78
588 | 0.39267 | 0.08133 | 71.81
589 | 0.46056 | 0.11764 | 69.87
590 | 0.46175 | 0.15092 | 68.64
591 | 0.47005 | 0.10961 | 65.58
592 | 0.53393 | 0.08649 | 65.08
593 | 0.58603 | 0.07395 | 70.87
594 | 0.59192 | 0.03574 | 72.03
595 | 0.54262 | 0 | 69.69
596 | 0.49573 | 0 | 67.63
597 | 0.46175 | 0 | 63.75
598 | 0.40246 | 0 | 62.96
599 | 0.27534 | 0 | 59.99
600 | 0.35355 | 0 | 60.73
601 | 0.40246 | 0 | 54.69
602 | 0.42563 | 0 | 53.14
603 | 0.45937 | 0 | 49.52
604 | 0.48764 | 0 | 45.03
605 | 0.48647 | 0 | 44.51
606 | 0.47359 | 0 | 49.58
607 | 0.51845 | 0 | 53.54
608 | 0.57503 | 0 | 55.03
609 | 0.60815 | 0 | 61.19
610 | 0.63771 | 0.05657 | 66.49
611 | 0.70848 | 0.12048 | 65.44
612 | 0.78513 | 0.16509 | 62.87
613 | 0.80197 | 0.15739 | 57.44
614 | 0.80768 | 0.18896 | 53.32
615 | 0.83284 | 0.19915 | 52.8
616 | 0.83534 | 0.15317 | 52.44
617 | 0.84126 | 0.09457 | 55.95
618 | 0.84126 | 0.03333 | 57.92
619 | 0.79567 | 0 | 55.39
620 | 0.8186 | 0 | 48.89
621 | 0.82561 | 0 | 44.99
622 | 0.77492 | 0 | 50.45
623 | 0.83981 | 0 | 54.12
624 | 0.83898 | 0 | 51.88
625 | 0.79018 | 0 | 37.48
626 | 0.73153 | 0 | 30.74
627 | 0.6966 | 0 | 25.31
628 | 0.69954 | 0 | 21.07
629 | 0.76154 | 0 | 18.98
630 | 0.69719 | 0 | 19.74
631 | 0.65727 | 0 | 28.51
632 | 0.70997 | 0 | 33.14
633 | 0.72121 | 0 | 40.84
634 | 0.74301 | 0.07004 | 44.63
635 | 0.81885 | 0.19073 | 47.23
636 | 0.80694 | 0.29981 | 46.97
637 | 0.80183 | 0.34566 | 43.24
638 | 0.7913 | 0.38578 | 41.31
639 | 0.78751 | 0.3573 | 40.5
640 | 0.7732 | 0.28525 | 41.18
641 | 0.80965 | 0.1664 | 47.2
642 | 0.82833 | 0.06484 | 52.64
643 | 0.82216 | 0 | 59.2
644 | 0.8407 | 0 | 50.44
645 | 0.83284 | 0 | 47.78
646 | 0.82228 | 0 | 50.82
647 | 0.78371 | 0 | 51.82
648 | 0.65193 | 0 | 45.33
649 | 0.36452 | 0 | 40.97
650 | 0.53065 | 0 | 40.42
651 | 0.74089 | 0 | 37.8
652 | 0.66233 | 0 | 38.09
653 | 0.55224 | 0 | 41.83
654 | 0.50376 | 0 | 53.08
655 | 0.48647 | 0 | 64.04
656 | 0.54046 | 0 | 65.1
657 | 0.48531 | 0.0009 | 65
658 | 0.46531 | 0.08069 | 63.96
659 | 0.36086 | 0.21191 | 57.44
660 | 0.41345 | 0.30592 | 57.97
661 | 0.54262 | 0.35466 | 54.95
662 | 0.54369 | 0.27627 | 52.3
663 | 0.49458 | 0.22502 | 51.49
664 | 0.50262 | 0.24503 | 53.97
665 | 0.53612 | 0.1697 | 62.38
666 | 0.57096 | 0.05674 | 71.51
667 | 0.53503 | 0 | 70.01
668 | 0.54046 | 0 | 68.65
669 | 0.52955 | 0 | 63.71
670 | 0.4888 | 0 | 64.29
671 | 0.44017 | 0 | 57.12
672 | 0.39634 | 0 | 55
673 | 0.3499 | 0 | 50.15
674 | 0.29729 | 0 | 49.89
675 | 0.28451 | 0 | 47.43
676 | 0.24091 | 0 | 45.97
677 | 0.20253 | 0 | 49.07
678 | 0.15784 | 0 | 56.91
679 | 0.17116 | 0 | 68.77
680 | 0.21462 | 0 | 73.14
681 | 0.54154 | 0 | 73.1
682 | 0.74652 | 0.0072 | 72.95
683 | 0.81992 | 0.02158 | 72.25
684 | 0.83489 | 0.02066 | 69.98
685 | 0.74037 | 0.01705 | 68.99
686 | 0.35233 | 0.03791 | 66.56
687 | 0.78653 | 0.04741 | 66
688 | 0.50908 | 0.10863 | 69.33
689 | 0.66673 | 0.05824 | 71.45
690 | 0.59634 | 0.03481 | 72.82
691 | 0.57956 | 0 | 69.81
692 | 0.70479 | 0 | 65.84
693 | 0.752 | 0 | 57.05
694 | 0.80725 | 0 | 59.06
695 | 0.83806 | 0 | 52.63
696 | 0.83656 | 0 | 48.51
697 | 0.83858 | 0 | 46.36
698 | 0.84129 | 0 | 45.1
699 | 0.8412 | 0 | 42.85
700 | 0.84013 | 0 | 42.74
701 | 0.83408 | 0 | 46.34
702 | 0.83178 | 0 | 52.44
703 | 0.82791 | 0 | 64.99
704 | 0.81169 | 0 | 68.17
705 | 0.81405 | 0.00091 | 68.65
706 | 0.79907 | 0.03164 | 68.07
707 | 0.77853 | 0.06514 | 68.06
708 | 0.77427 | 0.13898 | 65.48
709 | 0.67007 | 0.16443 | 63.65
710 | 0.48764 | 0.1742 | 60.47
711 | 0.37797 | 0.22899 | 58.3
712 | 0.38777 | 0.183 | 61.15
713 | 0.33296 | 0.1131 | 64.98
714 | 0.26067 | 0.04144 | 71.85
715 | 0.16133 | 0 | 70.14
716 | 0.06101 | 0 | 65.24
717 | 0.01242 | 0 | 60.77
718 | 0.00384 | 0 | 57.38
719 | 0.00202 | 0 | 58.58
720 | 0.00904 | 0 | 55.33
721 | 0.03283 | 0 | 49.62
722 | 0.07266 | 0 | 49.47
723 | 0.12832 | 0 | 46.82
724 | 0.24633 | 0 | 45.08
725 | 0.42685 | 0 | 48.7
726 | 0.55224 | 0 | 62.71
727 | 0.6805 | 0 | 71.7
728 | 0.76815 | 0 | 78.49
729 | 0.81047 | 0 | 75.58
730 | 0.81609 | 0.00814 | 71.64
731 | 0.82977 | 0.02717 | 69.42
732 | 0.80169 | 0.07425 | 66.81
733 | 0.21565 | 0.08314 | 66.22
734 | 0.54477 | 0.09894 | 66.16
735 | 0.83949 | 0.22338 | 66.16
736 | 0.8128 | 0.24909 | 65.35
737 | 0.84002 | 0.15834 | 66.68
738 | 0.79542 | 0.04718 | 66.98
739 | 0.79027 | 0 | 65.4
740 | 0.76211 | 0 | 59.9
741 | 0.78477 | 0 | 52.84
742 | 0.8271 | 0 | 51.36
743 | 0.79542 | 0 | 48.8
744 | 0.76032 | 0 | 47.07
745 | 0.69667 | 0 | 45.47
746 | 0.72139 | 0 | 43.1
747 | 0.66855 | 0 | 41.1
748 | 0.65193 | 0 | 41.51
749 | 0.58603 | 0 | 45.76
750 | 0.43534 | 0 | 50.71
751 | 0.50376 | 0 | 66.72
752 | 0.49458 | 0 | 68.87
753 | 0.4522 | 0.0009 | 70.47
754 | 0.43655 | 0.03793 | 72.57
755 | 0.3633 | 0.06387 | 70.58
756 | 0.00685 | 0.08076 | 70.99
757 | 0.0102 | 0.11477 | 68.04
758 | 0.15014 | 0.25624 | 65.11
759 | 0.20853 | 0.26373 | 64.55
760 | 0.29379 | 0.15817 | 63.91
761 | 0.31262 | 0.1083 | 67.71
762 | 0.46175 | 0.03744 | 70.09
763 | 0.76645 | 0 | 68.33
764 | 0.83555 | 0 | 62.99
765 | 0.83512 | 0 | 57.29
766 | 0.82304 | 0 | 54.01
767 | 0.80083 | 0 | 50.92
768 | 0.8014 | 0 | 50.56
769 | 0.81783 | 0 | 47.07
770 | 0.81847 | 0 | 45.7
771 | 0.82791 | 0 | 43.14
772 | 0.83577 | 0 | 42.71
773 | 0.83678 | 0 | 42.6
774 | 0.83384 | 0 | 43.47
775 | 0.83191 | 0 | 47.68
776 | 0.82522 | 0 | 51.47
777 | 0.81071 | 0.00091 | 55.79
778 | 0.79353 | 0.11057 | 59.5
779 | 0.66777 | 0.26146 | 59.15
780 | 0.70721 | 0.38905 | 56.08
781 | 0.74141 | 0.42783 | 50.33
782 | 0.69187 | 0.43305 | 49.09
783 | 0.65275 | 0.40243 | 48.6
784 | 0.69049 | 0.34707 | 49.39
785 | 0.74901 | 0.24054 | 56.86
786 | 0.78115 | 0.09723 | 57.91
787 | 0.77105 | 0.00091 | 54.59
788 | 0.76815 | 0 | 50.43
789 | 0.76254 | 0 | 48.48
790 | 0.7202 | 0 | 48.49
791 | 0.53829 | 0 | 46.06
792 | 0.6006 | 0 | 46.39
793 | 0.59868 | 0 | 41.29
794 | 0.55646 | 0 | 40.48
795 | 0.54477 | 0 | 39
796 | 0.50717 | 0 | 38.9
797 | 0.42806 | 0 | 38.47
798 | 0.37186 | 0 | 39.88
799 | 0.22917 | 0 | 40.97
800 | 0.12988 | 0 | 43.8
801 | 0.09956 | 0.00091 | 47.05
802 | 0.025 | 0.08772 | 49.33
803 | 8e-05 | 0.22061 | 51.11
804 | 0.00089 | 0.33576 | 50.35
805 | 0.00685 | 0.42106 | 47.09
806 | 0.01425 | 0.44807 | 45.14
807 | 0.03462 | 0.42368 | 44.4
808 | 0.07835 | 0.33444 | 45.79
809 | 0.10226 | 0.2031 | 51.94
810 | 0.13617 | 0.08164 | 59.54
811 | 0.10567 | 0.0009 | 63.93
812 | 0.1493 | 0 | 63.54
813 | 0.24307 | 0 | 55.06
814 | 0.37797 | 0 | 53.98
815 | 0.61279 | 0 | 49.3
816 | 0.74348 | 0 | 45.91
817 | 0.81889 | 0 | 42.14
818 | 0.82791 | 0 | 41.15
819 | 0.81497 | 0 | 39.21
820 | 0.80768 | 0 | 38.55
821 | 0.83022 | 0 | 40.75
822 | 0.8393 | 0 | 49.61
823 | 0.84117 | 0 | 64.1
824 | 0.84143 | 0 | 64.59
825 | 0.84126 | 0 | 65.38
826 | 0.84096 | 0.00989 | 65.88
827 | 0.83759 | 0.02245 | 65.13
828 | 0.8413 | 0.0269 | 61.78
829 | 0.78041 | 0.03846 | 59.34
830 | 0.4317 | 0.03482 | 57.09
831 | 0.48064 | 0.09889 | 56.46
832 | 0.65517 | 0.19211 | 58.01
833 | 0.63771 | 0.16898 | 63.93
834 | 0.51957 | 0.06511 | 69.04
835 | 0.37797 | 0.00179 | 70.66
836 | 0.26291 | 0 | 66.23
837 | 0.17207 | 0 | 62.38
838 | 0.08429 | 0 | 64.77
839 | 0.00023 | 0 | 61.41
840 | 0 | 0 | 58.3
841 | 0.00024 | 0 | 54.44
842 | 0.00186 | 0 | 51.78
843 | 0.00571 | 0 | 48.28
844 | 0.01867 | 0 | 44.64
845 | 0.03722 | 0 | 48.54
846 | 0.07605 | 0 | 59.46
847 | 0.12375 | 0 | 64.09
848 | 0.15958 | 0 | 68.07
849 | 0.20154 | 0.0018 | 68
850 | 0.26853 | 0.03277 | 65.79
851 | 0.18224 | 0.05811 | 62.85
852 | 0.15014 | 0.09382 | 59.35
853 | 0.11128 | 0.11323 | 58.18
854 | 0.10158 | 0.12078 | 57.96
855 | 0.13859 | 0.12755 | 58.04
856 | 0.23983 | 0.16655 | 60.35
857 | 0.34626 | 0.13172 | 63.06
858 | 0.38532 | 0.02143 | 65.79
859 | 0.49112 | 0.00089 | 66.83
860 | 0.573 | 0 | 61.77
861 | 0.60815 | 0 | 54.14
862 | 0.61371 | 0 | 52.83
863 | 0.55329 | 0 | 48.17
864 | 0.59192 | 0 | 42.8
865 | 0.59964 | 0 | 41.63
866 | 0.63686 | 0 | 41.3
867 | 0.70002 | 0 | 40.4
868 | 0.7196 | 0 | 41.38
869 | 0.74702 | 0 | 42.31
870 | 0.71598 | 0 | 51.39
871 | 0.66855 | 0 | 60.26
872 | 0.63599 | 0 | 61.15
873 | 0.56479 | 0.00089 | 65.88
874 | 0.48297 | 0.01073 | 60.28
875 | 0.34262 | 0.02721 | 59.38
876 | 0.51845 | 0.06389 | 54.69
877 | 0.63599 | 0.13058 | 54.37
878 | 0.71536 | 0.04171 | 52.93
879 | 0.7896 | 0.03605 | 54.3
880 | 0.82151 | 0.02412 | 56.73
881 | 0.82451 | 0.02859 | 60.27
882 | 0.83191 | 0.00805 | 62.4
883 | 0.84137 | 0 | 63.86
884 | 0.84074 | 0 | 58
885 | 0.83564 | 0 | 50.49
886 | 0.83969 | 0 | 49.5
887 | 0.82902 | 0 | 46.18
888 | 0.82266 | 0 | 46.25
889 | 0.82092 | 0 | 45.21
890 | 0.76688 | 0 | 41.24
891 | 0.76815 | 0 | 38.05
892 | 0.79417 | 0 | 37
893 | 0.80366 | 0 | 39.04
894 | 0.81336 | 0 | 48.06
895 | 0.82727 | 0 | 54.9
896 | 0.81587 | 0 | 56.5
897 | 0.82012 | 0.0027 | 55.53
898 | 0.81217 | 0.09953 | 54.62
899 | 0.78583 | 0.21482 | 54.2
900 | 0.77584 | 0.33047 | 48.91
901 | 0.77739 | 0.3079 | 46.34
902 | 0.77545 | 0.2574 | 44.4
903 | 0.77186 | 0.29283 | 43.55
904 | 0.77347 | 0.28448 | 45.36
905 | 0.74296 | 0.19328 | 52
906 | 0.74037 | 0.07726 | 55.48
907 | 0.75048 | 0.00269 | 56.47
908 | 0.73772 | 0 | 52.68
909 | 0.76898 | 0 | 44.96
910 | 0.78722 | 0 | 51.33
911 | 0.80083 | 0 | 44.9
912 | 0.80819 | 0 | 48.01
913 | 0.81428 | 0 | 41.45
914 | 0.81783 | 0 | 38.97
915 | 0.8266 | 0 | 34.96
916 | 0.83489 | 0 | 36.19
917 | 0.83827 | 0 | 39.38
918 | 0.84047 | 0 | 47.14
919 | 0.84093 | 0 | 57.56
920 | 0.8252 | 0 | 58
921 | 0.81934 | 0.00269 | 57.82
922 | 0.82371 | 0.04051 | 56.78
923 | 0.82414 | 0.09121 | 55.26
924 | 0.79707 | 0.14101 | 51.9
925 | 0.74604 | 0.15909 | 46.07
926 | 0.70997 | 0.16896 | 45.1
927 | 0.656 | 0.139 | 44.12
928 | 0.64446 | 0.07708 | 44.78
929 | 0.61698 | 0.03304 | 50
930 | 0.63342 | 0.00625 | 54.52
931 | 0.76246 | 0.00089 | 56.32
932 | 0.79167 | 0 | 47.67
933 | 0.79018 | 0 | 39.52
934 | 0.81224 | 0 | 46.03
935 | 0.82924 | 0 | 39.89
936 | 0.83191 | 0 | 38.92
937 | 0.8287 | 0 | 25.7
938 | 0.83942 | 0 | 26.26
939 | 0.84052 | 0 | 20.49
940 | 0.83455 | 0 | 15.7
941 | 0.83658 | 0 | 17.93
942 | 0.84033 | 0 | 24.09
943 | 0.83962 | 0 | 29.24
944 | 0.83164 | 0 | 36.07
945 | 0.81382 | 0.00358 | 42.34
946 | 0.79995 | 0.07769 | 38.82
947 | 0.75804 | 0.19475 | 40.1
948 | 0.75048 | 0.2686 | 40.09
949 | 0.75241 | 0.26221 | 29.07
950 | 0.70848 | 0.25049 | 24.86
951 | 0.67757 | 0.31284 | 24.61
952 | 0.74852 | 0.15294 | 29.59
953 | 0.71102 | 0.04246 | 35.08
954 | 0.77023 | 0.00986 | 43.02
955 | 0.83811 | 0.0009 | 56.12
956 | 0.57686 | 0 | 39.5
957 | 0.52641 | 0 | 41.16
958 | 0.61698 | 0 | 44.71
959 | 0.48016 | 0 | 47.21
960 | 0.4711 | 0 | 32.55
961 | 0.59901 | 0 | 26.7
962 | 0.81309 | 0 | 25.36
963 | 0.82266 | 0 | 17.96
964 | 0.78757 | 0 | 15.6
965 | 0.82228 | 0 | 19
966 | 0.83552 | 0 | 16.2
967 | 0.82641 | 0 | 17.54
968 | 0.81446 | 0 | 25.3
969 | 0.77829 | 0.00361 | 36
970 | 0.78077 | 0.08286 | 39.16
971 | 0.83729 | 0.25792 | 40.86
972 | 0.81934 | 0.3251 | 36.89
973 | 0.78035 | 0.4351 | 36.1
974 | 0.75249 | 0.47012 | 33.97
975 | 0.79056 | 0.39296 | 31.19
976 | 0.83045 | 0.30679 | 32.61
977 | 0.83677 | 0.1949 | 39.41
978 | 0.84005 | 0.10059 | 49.19
979 | 0.84141 | 0.0036 | 49.82
980 | 0.84087 | 0 | 44.51
981 | 0.84002 | 0 | 34.18
982 | 0.82791 | 0 | 36.43
983 | 0.79727 | 0 | 33.54
984 | 0.80366 | 0 | 25.34
985 | 0.80819 | 0 | 24.31
986 | 0.79696 | 0 | 21.06
987 | 0.78688 | 0 | 18.72
988 | 0.79542 | 0 | 20
989 | 0.78226 | 0 | 27.77
990 | 0.76166 | 0 | 49.51
991 | 0.77816 | 0 | 59.23
992 | 0.75241 | 0 | 59.85
993 | 0.69868 | 0.00449 | 60.48
994 | 0.66312 | 0.09306 | 58.53
995 | 0.57402 | 0.24388 | 57.2
996 | 0.61371 | 0.35199 | 54.33
997 | 0.49458 | 0.36264 | 54.35
998 | 0.38654 | 0.34753 | 49.68
999 | 0.40123 | 0.31814 | 45.88
1000 | 0.4317 | 0.25416 | 49.92
1001 | 0.36941 | 0.22147 | 58.78
1002 | 0.37675 | 0.11137 | 63.75
1003 | 0.29846 | 0.00449 | 66.25
1004 | 0.22706 | 0 | 59.76
1005 | 0.10916 | 0 | 52.24
1006 | 0.04871 | 0 | 48.6
1007 | 0.01109 | 0 | 45.59
1008 | 0.00055 | 0 | 45.8
1009 | 0.00039 | 0 | 42.79
1010 | 0.00202 | 0 | 43.84
1011 | 0.00151 | 0 | 39.02
1012 | 0.00011 | 0 | 38.12
1013 | 0.00012 | 0 | 40.02
1014 | 0.00049 | 0 | 46.83
1015 | 0.0018 | 0 | 58.01
1016 | 0.00333 | 0 | 61.29
1017 | 0.00208 | 0.00539 | 59.6
1018 | 0.00037 | 0.13656 | 57.95
1019 | 0.00065 | 0.28114 | 56.24
1020 | 0.0017 | 0.3998 | 54.35
1021 | 0.00272 | 0.44221 | 50.62
1022 | 0.00514 | 0.46193 | 49.98
1023 | 0.01109 | 0.39724 | 50.17
1024 | 0.0149 | 0.35849 | 52.84
1025 | 0.00888 | 0.24263 | 56.92
1026 | 0.00341 | 0.1148 | 60.47
1027 | 0.00525 | 0.00449 | 65.83
1028 | 0.01743 | 0 | 59.47
1029 | 0.03798 | 0 | 52.3
1030 | 0.06669 | 0 | 48.59
1031 | 0.1245 | 0 | 42.31
1032 | 0.11926 | 0 | 40.37
1033 | 0.1245 | 0 | 38.98
1034 | 0.14761 | 0 | 41.27
1035 | 0.20154 | 0 | 41.16
1036 | 0.22706 | 0 | 37.68
1037 | 0.24198 | 0 | 40.58
1038 | 0.26403 | 0 | 45.95
1039 | 0.30552 | 0 | 58.59
1040 | 0.31499 | 0 | 65.31
1041 | 0.32694 | 0.00631 | 61.98
1042 | 0.39879 | 0.14588 | 56.68
1043 | 0.44258 | 0.29923 | 54.42
1044 | 0.46413 | 0.42546 | 51.02
1045 | 0.3792 | 0.50465 | 49.09
1046 | 0.21565 | 0.53132 | 46.3
1047 | 0.10986 | 0.49584 | 46.82
1048 | 0.07266 | 0.41701 | 49.71
1049 | 0.05513 | 0.28433 | 53.94
1050 | 0.07378 | 0.13156 | 56.55
1051 | 0.1493 | 0.00539 | 61.02
1052 | 0.28567 | 0 | 55.18
1053 | 0.38654 | 0 | 47.14
1054 | 0.42928 | 0 | 48.34
1055 | 0.38532 | 0 | 44.61
1056 | 0.32455 | 0 | 44.51
1057 | 0.26966 | 0 | 39.15
1058 | 0.22811 | 0 | 40.58
1059 | 0.21565 | 0 | 39
1060 | 0.22917 | 0 | 38.47
1061 | 0.22706 | 0 | 43.04
1062 | 0.22288 | 0 | 55.27
1063 | 0.22706 | 0 | 60.73
1064 | 0.25071 | 0 | 63.67
1065 | 0.27079 | 0.00722 | 62.07
1066 | 0.27534 | 0.15483 | 55.97
1067 | 0.31025 | 0.31214 | 53.66
1068 | 0.37308 | 0.43761 | 50.42
1069 | 0.43775 | 0.5152 | 46.64
1070 | 0.4522 | 0.53838 | 44.62
1071 | 0.44138 | 0.50756 | 47.12
1072 | 0.41711 | 0.42402 | 52.39
1073 | 0.41467 | 0.29648 | 55.63
1074 | 0.42928 | 0.14196 | 60.2
1075 | 0.47829 | 0.00538 | 61.93
1076 | 0.53829 | 0 | 54.97
1077 | 0.54154 | 0 | 49.69
1078 | 0.53721 | 0 | 47.5
1079 | 0.56583 | 0 | 43.6
1080 | 0.5218 | 0 | 44.64
1081 | 0.50033 | 0 | 42.19
1082 | 0.49112 | 0 | 41.72
1083 | 0.47829 | 0 | 40.19
1084 | 0.47005 | 0 | 41.1
1085 | 0.4888 | 0 | 43.67
1086 | 0.52513 | 0 | 52.98
1087 | 0.5218 | 0 | 59.98
1088 | 0.49458 | 0 | 61.73
1089 | 0.43534 | 0.00717 | 56.19
1090 | 0.36819 | 0.15482 | 53.13
1091 | 0.22706 | 0.30862 | 51.01
1092 | 0.28682 | 0.43325 | 45.84
1093 | 0.28221 | 0.51112 | 44.7
1094 | 0.24851 | 0.53608 | 42.52
1095 | 0.23767 | 0.50644 | 44.41
1096 | 0.23234 | 0.42531 | 48.18
1097 | 0.19564 | 0.29967 | 53.61
1098 | 0.14512 | 0.1458 | 56.54
1099 | 0.11199 | 0.00539 | 55.49
1100 | 0.09561 | 0 | 52.07
1101 | 0.07491 | 0 | 45.58
1102 | 0.04827 | 0 | 48.42
1103 | 0.03213 | 0 | 46.42
1104 | 0.03646 | 0 | 50.1
1105 | 0.03914 | 0 | 46.79
1106 | 0.03646 | 0 | 41.68
1107 | 0.04398 | 0 | 39.79
1108 | 0.05705 | 0 | 36.52
1109 | 0.08551 | 0 | 40.46
1110 | 0.09366 | 0 | 42.21
1111 | 0.08612 | 0 | 46.78
1112 | 0.06775 | 0 | 47.95
1113 | 0.0474 | 0.00717 | 48.57
1114 | 0.05705 | 0.09772 | 47.3
1115 | 0.0505 | 0.2474 | 39.05
1116 | 0.07266 | 0.36508 | 41.99
1117 | 0.12375 | 0.42093 | 37.03
1118 | 0.20753 | 0.49791 | 37.82
1119 | 0.30788 | 0.39711 | 39.61
1120 | 0.38532 | 0.38838 | 42.11
1121 | 0.42928 | 0.28703 | 46.83
1122 | 0.4534 | 0.14258 | 52.38
1123 | 0.48531 | 0.00629 | 56.41
1124 | 0.54154 | 0 | 46.47
1125 | 0.59192 | 0 | 40.67
1126 | 0.61371 | 0 | 47.45
1127 | 0.66546 | 0 | 40.7
1128 | 0.64365 | 0 | 43.74
1129 | 0.67609 | 0 | 40.1
1130 | 0.69801 | 0 | 37.24
1131 | 0.70002 | 0 | 36.27
1132 | 0.64365 | 0 | 36.13
1133 | 0.59192 | 0 | 36.74
1134 | 0.51845 | 0 | 36.52
1135 | 0.53612 | 0 | 38.82
1136 | 0.63599 | 0 | 40
1137 | 0.6783 | 0.00804 | 38.88
1138 | 0.63426 | 0.13845 | 37.93
1139 | 0.42685 | 0.26847 | 36.5
1140 | 0.39511 | 0.31148 | 37.41
1141 | 0.46056 | 0.33331 | 35.09
1142 | 0.48996 | 0.28302 | 35.12
1143 | 0.50033 | 0.30061 | 36.27
1144 | 0.52734 | 0.25109 | 39.36
1145 | 0.50033 | 0.20201 | 44.03
1146 | 0.39267 | 0.08665 | 49.6
1147 | 0.28567 | 0.00716 | 50.07
1148 | 0.20853 | 0 | 46.15
1149 | 0.16486 | 0 | 38.62
1150 | 0.11342 | 0 | 42.83
1151 | 0.11559 | 0 | 38.75
1152 | 0.11926 | 0 | 39.41
1153 | 0.11926 | 0 | 38.78
1154 | 0.0989 | 0 | 38.78
1155 | 0.0807 | 0 | 38.2
1156 | 0.05951 | 0 | 38.8
1157 | 0.04274 | 0 | 40
1158 | 0.02022 | 0 | 51.72
1159 | 0.00441 | 0 | 57.37
1160 | 4e-05 | 0 | 56.01
1161 | 1e-05 | 0.00449 | 52.61
1162 | 0.00024 | 0.03933 | 48.43
1163 | 0.00028 | 0.07768 | 45.35
1164 | 0.0018 | 0.15065 | 43.75
1165 | 0.03144 | 0.19998 | 43.51
1166 | 0.05466 | 0.2178 | 44.73
1167 | 0.01768 | 0.2903 | 47.35
1168 | 0.01321 | 0.21185 | 50.9
1169 | 0.03042 | 0.12122 | 52.94
1170 | 0.03213 | 0.05805 | 56.94
1171 | 0.03609 | 0.00718 | 55.76
1172 | 0.04398 | 0 | 51.91
1173 | 0.04652 | 0 | 43.98
1174 | 0.05609 | 0 | 46.86
1175 | 0.00812 | 0 | 44.42
1176 | 0.01321 | 0 | 36.23
1177 | 0.0339 | 0 | 38.47
1178 | 0.0461 | 0 | 38.24
1179 | 0.04315 | 0 | 36
1180 | 0.03144 | 0 | 36.08
1181 | 0.01918 | 0 | 38.1
1182 | 0.00525 | 0 | 45.68
1183 | 0.00044 | 0 | 55.79
1184 | 8e-05 | 0 | 60.05
1185 | 0.0016 | 0.01085 | 54.03
1186 | 0.01281 | 0.13133 | 53.11
1187 | 0.01792 | 0.24677 | 53.27
1188 | 0.02296 | 0.33276 | 50
1189 | 0.02561 | 0.37449 | 46.59
1190 | 0.02811 | 0.38155 | 44.41
1191 | 0.03213 | 0.43924 | 41.1
1192 | 0.06991 | 0.31553 | 43.8
1193 | 0.09758 | 0.24192 | 50.92
1194 | 0.08797 | 0.12519 | 54.09
1195 | 0.0849 | 0.00901 | 54.6
1196 | 0.09758 | 0 | 52.54
1197 | 0.11487 | 0 | 51.23
1198 | 0.13301 | 0 | 47.31
1199 | 0.27877 | 0 | 46.78
1200 | 0.34383 | 0 | 39.44
1201 | 0.37675 | 0 | 37.61
1202 | 0.38164 | 0 | 38.75
1203 | 0.33658 | 0 | 35.2
1204 | 0.23128 | 0 | 36.06
1205 | 0.16576 | 0 | 38.06
1206 | 0.15871 | 0 | 49.24
1207 | 0.18602 | 0 | 54.75
1208 | 0.21565 | 0 | 55.09
1209 | 0.22497 | 0.00808 | 53.37
1210 | 0.23554 | 0.11338 | 52.09
1211 | 0.22601 | 0.19444 | 50.85
1212 | 0.21462 | 0.33499 | 50.92
1213 | 0.23554 | 0.35489 | 45.5
1214 | 0.22917 | 0.35763 | 45.91
1215 | 0.21462 | 0.40338 | 46.12
1216 | 0.26067 | 0.34508 | 49.79
1217 | 0.30552 | 0.26793 | 51.96
1218 | 0.32694 | 0.13933 | 54.25
1219 | 0.30788 | 0.00897 | 54.67
1220 | 0.29729 | 0 | 51.61
1221 | 0.32095 | 0 | 47.46
1222 | 0.33658 | 0 | 49.71
1223 | 0.2742 | 0 | 43.36
1224 | 0.26403 | 0 | 47.39
1225 | 0.21156 | 0 | 40.98
1226 | 0.16133 | 0 | 40.31
1227 | 0.17665 | 0 | 35.36
1228 | 0.22917 | 0 | 36.08
1229 | 0.28106 | 0 | 37.9
1230 | 0.26966 | 0 | 48.95
1231 | 0.2674 | 0 | 57.7
1232 | 0.29379 | 0 | 56.32
1233 | 0.26291 | 0.0108 | 54.51
1234 | 0.22706 | 0.13897 | 52.64
1235 | 0.25844 | 0.26467 | 51.22
1236 | 0.28336 | 0.3706 | 49.46
1237 | 0.2742 | 0.45281 | 45.51
1238 | 0.28336 | 0.49017 | 39.52
1239 | 0.29846 | 0.49996 | 43.02
1240 | 0.31025 | 0.42302 | 46.3
1241 | 0.23767 | 0.33191 | 50.61
1242 | 0.20154 | 0.17443 | 53.1
1243 | 0.18224 | 0.0099 | 55.12
1244 | 0.16576 | 0 | 51.39
1245 | 0.25733 | 0 | 46.13
1246 | 0.37186 | 0 | 45.08
1247 | 0.35355 | 0 | 44.01
1248 | 0.32455 | 0 | 41.78
1249 | 0.33416 | 0 | 40.32
1250 | 0.28221 | 0 | 39.84
1251 | 0.35233 | 0 | 39.59
1252 | 0.27193 | 0 | 39.35
1253 | 0.25512 | 0 | 42
1254 | 0.37186 | 0 | 50.46
1255 | 0.36086 | 0 | 55.1
1256 | 0.22811 | 0 | 58.02
1257 | 0.20853 | 0.04394 | 55.62
1258 | 0.25181 | 0.18769 | 54.14
1259 | 0.33416 | 0.34747 | 53.06
1260 | 0.44017 | 0.47395 | 51.45
1261 | 0.47241 | 0.55434 | 48.99
1262 | 0.45937 | 0.57888 | 45.88
1263 | 0.47947 | 0.54867 | 43.66
1264 | 0.49112 | 0.46345 | 41.85
1265 | 0.50262 | 0.33318 | 47.24
1266 | 0.50603 | 0.17291 | 50.61
1267 | 0.52402 | 0.01071 | 50.98
1268 | 0.60533 | 0 | 47.11
1269 | 0.70397 | 0 | 43.02
1270 | 0.76032 | 0 | 45.45
1271 | 0.79417 | 0 | 42.95
1272 | 0.7643 | 0 | 38.04
1273 | 0.70135 | 0 | 36.54
1274 | 0.66076 | 0 | 36.06
1275 | 0.62637 | 0 | 36.01
1276 | 0.51845 | 0 | 35.61
1277 | 0.36086 | 0 | 36.03
1278 | 0.32215 | 0 | 37.3
1279 | 0.32694 | 0 | 41.11
1280 | 0.31262 | 0 | 43.57
1281 | 0.24633 | 0.04674 | 44.85
1282 | 0.16576 | 0.19359 | 40.94
1283 | 0.08188 | 0.35083 | 38.02
1284 | 0.06937 | 0.47516 | 36.1
1285 | 0.03535 | 0.55377 | 35.84
1286 | 0.01128 | 0.56954 | 35.62
1287 | 0.00155 | 0.4811 | 35.5
1288 | 3e-05 | 0.385 | 37.36
1289 | 1e-05 | 0.24424 | 47.49
1290 | 0.01281 | 0.1042 | 50.58
1291 | 0.0605 | 0.01435 | 50.97
1292 | 0.11926 | 0 | 46.99
1293 | 0.17207 | 0 | 40.35
1294 | 0.1908 | 0 | 41.59
1295 | 0.15525 | 0 | 39
1296 | 0.11487 | 0 | 37.82
1297 | 0.12526 | 0 | 37.19
1298 | 0.21258 | 0 | 37.19
1299 | 0.33055 | 0 | 36.21
1300 | 0.32095 | 0 | 36.21
1301 | 0.15871 | 0 | 37.04
1302 | 0.05141 | 0 | 37.12
1303 | 0.02531 | 0 | 37.98
1304 | 0.06563 | 0 | 39.11
1305 | 0.1937 | 0.0488 | 39.79
1306 | 0.28451 | 0.19872 | 37.65
1307 | 0.32095 | 0.35791 | 37.06
1308 | 0.24633 | 0.486 | 37.14
1309 | 0.10361 | 0.56269 | 35
1310 | 0.02592 | 0.58431 | 34.54
1311 | 0.00595 | 0.55125 | 35.25
1312 | 0.00441 | 0.46989 | 34.56
1313 | 0.01146 | 0.3441 | 36.9
1314 | 0.0311 | 0.18647 | 49.93
1315 | 0.06511 | 0.01254 | 51.47
1316 | 0.13698 | 0 | 50
1317 | 0.15353 | 0 | 44.46
1318 | 0.09824 | 0 | 47.65
1319 | 0.18602 | 0 | 44.1
1320 | 0.2366 | 0 | 38.7
1321 | 0.23983 | 0 | 37.02
1322 | 0.17943 | 0 | 37
1323 | 0.14183 | 0 | 36.37
1324 | 0.13301 | 0 | 36.06
1325 | 0.12526 | 0 | 40.07
1326 | 0.16665 | 0 | 50.02
1327 | 0.22497 | 0 | 56.88
1328 | 0.22497 | 0 | 55.59
1329 | 0.18507 | 0.05233 | 50.72
1330 | 0.20452 | 0.20446 | 48.71
1331 | 0.30434 | 0.36251 | 43.89
1332 | 0.16665 | 0.48517 | 42.1
1333 | 0.06937 | 0.55862 | 38.98
1334 | 0.06304 | 0.58095 | 37.88
1335 | 0.06563 | 0.54933 | 42
1336 | 0.06511 | 0.46706 | 44.4
1337 | 0.13939 | 0.34255 | 47.51
1338 | 0.24198 | 0.18612 | 51.78
1339 | 0.28682 | 0.04265 | 54.4
1340 | 0.35355 | 0 | 50.61
1341 | 0.38777 | 0 | 43.09
1342 | 0.41467 | 0 | 42.4
1343 | 0.37675 | 0 | 40.4
1344 | 0.29496 | 0 | 37.1
1345 | 0.26067 | 0 | 37
1346 | 0.25844 | 0 | 36.84
1347 | 0.30316 | 0 | 35.88
1348 | 0.31619 | 0 | 36.77
1349 | 0.29262 | 0 | 39.41
1350 | 0.25733 | 0 | 48.74
1351 | 0.23554 | 0 | 53.04
1352 | 0.22601 | 0 | 51.88
1353 | 0.27193 | 0.05485 | 49.92
1354 | 0.31143 | 0.20849 | 46.62
1355 | 0.37308 | 0.36712 | 43.88
1356 | 0.31381 | 0.49151 | 39.28
1357 | 0.29146 | 0.56755 | 39
1358 | 0.29964 | 0.59177 | 37.91
1359 | 0.29146 | 0.56034 | 41.45
1360 | 0.27877 | 0.47717 | 39.09
1361 | 0.28914 | 0.34994 | 45.2
1362 | 0.30788 | 0.19129 | 49.68
1363 | 0.29846 | 0.04476 | 54.94
1364 | 0.30788 | 0 | 50.48
1365 | 0.30906 | 0 | 47.57
1366 | 0.24091 | 0 | 46.8
1367 | 0.26628 | 0 | 41.41
1368 | 0.18318 | 0 | 40.98
1369 | 0.18507 | 0 | 39.42
1370 | 0.24851 | 0 | 38.58
1371 | 0.27991 | 0 | 37.99
1372 | 0.26403 | 0 | 36.63
1373 | 0.23128 | 0 | 41.48
1374 | 0.18507 | 0 | 50.4
1375 | 0.17481 | 0 | 56.8
1376 | 0.24633 | 0 | 54.19
1377 | 0.29613 | 0.05807 | 49.95
1378 | 0.28106 | 0.21103 | 44.57
1379 | 0.36086 | 0.36751 | 40.79
1380 | 0.31738 | 0.49074 | 39.63
1381 | 0.30081 | 0.56609 | 39.58
1382 | 0.30081 | 0.58973 | 40.06
1383 | 0.24307 | 0.55881 | 40.62
1384 | 0.14678 | 0.47545 | 38.37
1385 | 0.09366 | 0.34869 | 44.17
1386 | 0.13459 | 0.19213 | 47.54
1387 | 0.3792 | 0.04605 | 51.82
1388 | 0.63078 | 0 | 46.69
1389 | 0.73718 | 0 | 41.58
1390 | 0.7196 | 0 | 41.39
1391 | 0.65758 | 0 | 39.02
1392 | 0.70592 | 0 | 34.68
1393 | 0.70135 | 0 | 34.23
1394 | 0.71227 | 0 | 32.65
1395 | 0.75712 | 0 | 29.53
1396 | 0.7906 | 0 | 31.74
1397 | 0.80024 | 0 | 33.27
1398 | 0.80112 | 0 | 42.45
1399 | 0.81847 | 0 | 49.14
1400 | 0.82209 | 0 | 50.91
1401 | 0.81542 | 0.02872 | 49.09
1402 | 0.80393 | 0.09862 | 42.54
1403 | 0.77545 | 0.1423 | 38.89
1404 | 0.81868 | 0.24404 | 38
1405 | 0.83725 | 0.38591 | 37.08
1406 | 0.83678 | 0.46154 | 38.05
1407 | 0.82947 | 0.43691 | 33.6
1408 | 0.82397 | 0.34063 | 34.19
1409 | 0.80716 | 0.25271 | 38.29
1410 | 0.7896 | 0.1455 | 46.52
1411 | 0.77929 | 0.0333 | 50.97
1412 | 0.77347 | 0 | 47.37
1413 | 0.75384 | 0 | 44.2
1414 | 0.72835 | 0 | 43.21
1415 | 0.74552 | 0 | 41.44
1416 | 0.68838 | 0 | 39.4
1417 | 0.62637 | 0 | 36.09
1418 | 0.56892 | 0 | 35.78
1419 | 0.50603 | 0 | 33.89
1420 | 0.42563 | 0 | 33.18
1421 | 0.41101 | 0 | 35.55
1422 | 0.38899 | 0 | 46.75
1423 | 0.38164 | 0 | 47.98
1424 | 0.40368 | 0 | 48.88
1425 | 0.37797 | 0.05533 | 48.85
1426 | 0.28106 | 0.14028 | 49.27
1427 | 0.14265 | 0.26005 | 49.14
1428 | 0.13778 | 0.34151 | 48.56
1429 | 0.09824 | 0.35878 | 47.4
1430 | 0.08612 | 0.4618 | 46.91
1431 | 0.10986 | 0.43189 | 43.6
1432 | 0.15439 | 0.34684 | 41.57
1433 | 0.31262 | 0.2469 | 45.94
1434 | 0.46294 | 0.09192 | 47.98
1435 | 0.55329 | 0.0176 | 52.49
1436 | 0.67007 | 0 | 48.66
1437 | 0.76688 | 0 | 46.53
1438 | 0.81826 | 0 | 45.65
1439 | 0.83205 | 0 | 44.41
1440 | 0.8193 | 0 | 44.19
1441 | 0.8031 | 0 | 43.28
1442 | 0.73557 | 0 | 41.09
1443 | 0.75145 | 0 | 39.49
1444 | 0.79093 | 0 | 37.89
1445 | 0.81096 | 0 | 39.97
1446 | 0.80583 | 0 | 41.42
1447 | 0.76386 | 0 | 43.92
1448 | 0.70976 | 0 | 47.89
1449 | 0.70332 | 0.06295 | 48.6
1450 | 0.66233 | 0.19089 | 47.9
1451 | 0.63857 | 0.31896 | 45.84
1452 | 0.58504 | 0.38918 | 43.9
1453 | 0.65517 | 0.5132 | 40.21
1454 | 0.72664 | 0.52463 | 36.85
1455 | 0.74602 | 0.55043 | 36.03
1456 | 0.75526 | 0.38101 | 33.96
1457 | 0.75941 | 0.29929 | 36.8
1458 | 0.77145 | 0.15948 | 46.49
1459 | 0.7906 | 0.03149 | 46.8
1460 | 0.79511 | 0 | 38.73
1461 | 0.80716 | 0 | 33.24
1462 | 0.81719 | 0 | 33.2
1463 | 0.8217 | 0 | 29.25
1464 | 0.82209 | 0 | 26.83
1465 | 0.82626 | 0 | 17.78
1466 | 0.82759 | 0 | 14.68
1467 | 0.83523 | 0 | 11.2
1468 | 0.83555 | 0 | 10.7
1469 | 0.83943 | 0 | 10.68
1470 | 0.84013 | 0 | 8.37
1471 | 0.84013 | 0 | 11.1
1472 | 0.84061 | 0 | 13.74
1473 | 0.83396 | 0.03571 | 15.43
1474 | 0.82561 | 0.12515 | 14.11
1475 | 0.83832 | 0.16098 | 15.41
1476 | 0.82888 | 0.19558 | 13.91
1477 | 0.74199 | 0.15048 | 8.58
1478 | 0.69482 | 0.10588 | 8.7
1479 | 0.67172 | 0.16217 | 10.71
1480 | 0.70421 | 0.12339 | 16.51
1481 | 0.74402 | 0.16176 | 17.05
1482 | 0.75443 | 0.08234 | 33.03
1483 | 0.81885 | 0.014 | 39.05
1484 | 0.80282 | 0 | 28.94
1485 | 0.82796 | 0 | 26.18
1486 | 0.80994 | 0 | 29.99
1487 | 0.72121 | 0 | 26.55
1488 | 0.58628 | 0 | 30
1489 | 0.63733 | 0 | 12.69
1490 | 0.56002 | 0 | 7.01
1491 | 0.41255 | 0 | 3.52
1492 | 0.39024 | 0 | 7.92
1493 | 0.48799 | 0 | 15.04
1494 | 0.51373 | 0 | 29.03
1495 | 0.59567 | 0 | 38.57
1496 | 0.69778 | 0 | 37.56
1497 | 0.71676 | 0.02864 | 33.07
1498 | 0.72451 | 0.08495 | 33.05
1499 | 0.83267 | 0.22116 | 37.38
1500 | 0.8341 | 0.34793 | 39.98
1501 | 0.84115 | 0.49498 | 32.37
1502 | 0.83866 | 0.47182 | 27.94
1503 | 0.84134 | 0.50262 | 24.29
1504 | 0.83489 | 0.40214 | 26.75
1505 | 0.83598 | 0.27413 | 33.6
1506 | 0.82886 | 0.16942 | 42.85
1507 | 0.82378 | 0.0479 | 43.33
1508 | 0.82397 | 0 | 42.15
1509 | 0.82808 | 0 | 26.74
1510 | 0.8236 | 0 | 39.76
1511 | 0.83512 | 0 | 36.9
1512 | 0.84013 | 0 | 31.65
1513 | 0.83725 | 0 | 30.66
1514 | 0.83037 | 0 | 28.17
1515 | 0.83888 | 0 | 19.94
1516 | 0.83478 | 0 | 20.72
1517 | 0.82977 | 0 | 28.05
1518 | 0.83094 | 0 | 37.4
1519 | 0.82112 | 0 | 44.81
1520 | 0.79573 | 0 | 48.5
1521 | 0.80054 | 0.04132 | 45.27
1522 | 0.77891 | 0.1481 | 42.88
1523 | 0.68768 | 0.25261 | 39.95
1524 | 0.70785 | 0.35497 | 39.05
1525 | 0.75619 | 0.46101 | 38.92
1526 | 0.78893 | 0.43352 | 39.37
1527 | 0.8061 | 0.29009 | 44.09
1528 | 0.81587 | 0.25337 | 46.39
1529 | 0.81783 | 0.25038 | 49.27
1530 | 0.82626 | 0.11424 | 52.73
1531 | 0.8315 | 0.02983 | 55.23
1532 | 0.83827 | 0 | 51.1
1533 | 0.84146 | 0 | 48.09
1534 | 0.83824 | 0 | 46.09
1535 | 0.83935 | 0 | 41.54
1536 | 0.83656 | 0 | 36.08
1537 | 0.84074 | 0 | 32.44
1538 | 0.8345 | 0 | 30.02
1539 | 0.83759 | 0 | 26.44
1540 | 0.84032 | 0 | 25.68
1541 | 0.83715 | 0 | 30.19
1542 | 0.8393 | 0 | 37.84
1543 | 0.83928 | 0 | 44.01
1544 | 0.84114 | 0 | 48
1545 | 0.84115 | 0.0196 | 45.2
1546 | 0.84138 | 0.06853 | 42.63
1547 | 0.8287 | 0.15261 | 38.9
1548 | 0.84066 | 0.2368 | 32.88
1549 | 0.8376 | 0.31436 | 32.75
1550 | 0.82522 | 0.26521 | 32.8
1551 | 0.79511 | 0.18019 | 32.99
1552 | 0.76298 | 0.15713 | 32.17
1553 | 0.68697 | 0.15834 | 35.46
1554 | 0.65678 | 0.12249 | 41.71
1555 | 0.68555 | 0.01612 | 46.78
1556 | 0.62726 | 0 | 43.54
1557 | 0.5554 | 0 | 33.18
1558 | 0.70201 | 0 | 31.75
1559 | 0.78298 | 0 | 29.97
1560 | 0.82323 | 0 | 27.45
1561 | 0.83811 | 0 | 26.95
1562 | 0.82947 | 0 | 24.33
1563 | 0.83122 | 0 | 21.59
1564 | 0.83372 | 0 | 23.59
1565 | 0.83991 | 0 | 25.49
1566 | 0.83843 | 0 | 33.22
1567 | 0.83309 | 0 | 41.49
1568 | 0.82052 | 0.0009 | 41.42
1569 | 0.81565 | 0.07688 | 35.09
1570 | 0.81587 | 0.21443 | 33.15
1571 | 0.79542 | 0.36683 | 32.47
1572 | 0.77777 | 0.47505 | 31.43
1573 | 0.76898 | 0.53084 | 30.34
1574 | 0.75526 | 0.50726 | 30.31
1575 | 0.74193 | 0.52431 | 30.1
1576 | 0.72948 | 0.40184 | 31.08
1577 | 0.71164 | 0.2791 | 36.11
1578 | 0.67978 | 0.16622 | 43.95
1579 | 0.62903 | 0.05937 | 45.64
1580 | 0.55329 | 0 | 40.68
1581 | 0.49227 | 0 | 30.27
1582 | 0.45459 | 0 | 31.9
1583 | 0.43775 | 0 | 35.61
1584 | 0.42199 | 0 | 30.47
1585 | 0.37308 | 0 | 25.74
1586 | 0.34747 | 0 | 27.86
1587 | 0.2674 | 0 | 23.5
1588 | 0.1908 | 0 | 23.26
1589 | 0.17573 | 0 | 35.13
1590 | 0.18792 | 0 | 37.29
1591 | 0.20652 | 0 | 48.64
1592 | 0.31857 | 0.0009 | 49.63
1593 | 0.39022 | 0.04622 | 53.05
1594 | 0.34141 | 0.16313 | 51.35
1595 | 0.36941 | 0.3302 | 49.76
1596 | 0.37675 | 0.42753 | 47.65
1597 | 0.51283 | 0.45372 | 44.2
1598 | 0.63166 | 0.25295 | 41.21
1599 | 0.74501 | 0.12316 | 34.94
1600 | 0.77267 | 0.1833 | 38.46
1601 | 0.80083 | 0.07157 | 43.07
1602 | 0.82557 | 0.04095 | 48.89
1603 | 0.82808 | 0.00537 | 51.33
1604 | 0.83555 | 0 | 44.04
1605 | 0.84028 | 0 | 40.57
1606 | 0.83916 | 0 | 39.24
1607 | 0.81359 | 0 | 31.39
1608 | 0.74999 | 0 | 29.82
1609 | 0.61095 | 0 | 20.87
1610 | 0.60439 | 0 | 16.29
1611 | 0.70267 | 0 | 14.37
1612 | 0.69118 | 0 | 10.85
1613 | 0.67235 | 0 | 14.6
1614 | 0.69935 | 0 | 18.06
1615 | 0.70002 | 0 | 18.2
1616 | 0.69667 | 0.0009 | 23.21
1617 | 0.72549 | 0.03994 | 28.64
1618 | 0.74141 | 0.04914 | 28.14
1619 | 0.75987 | 0.05086 | 28.43
1620 | 0.73502 | 0.12396 | 37.84
1621 | 0.7178 | 0.29588 | 22.74
1622 | 0.62815 | 0.3647 | 20.9
1623 | 0.51509 | 0.2003 | 17.62
1624 | 0.38899 | 0.15522 | 18.01
1625 | 0.23554 | 0.09532 | 21.06
1626 | 0.06511 | 0.15094 | 27.71
1627 | 0.1785 | 0.04072 | 32.18
1628 | 0.71164 | 0 | 29.11
1629 | 0.8413 | 0 | 26.52
1630 | 0.83677 | 0 | 36.67
1631 | 0.83949 | 0 | 34.77
1632 | 0.83906 | 0 | 17.67
1633 | 0.8272 | 0 | 18.49
1634 | 0.81709 | 0 | 17.95
1635 | 0.75825 | 0 | 9.91
1636 | 0.71451 | 0 | 6.54
1637 | 0.73786 | 0 | 6.56
1638 | 0.72066 | 0 | 10.74
1639 | 0.7697 | 0 | 13.11
1640 | 0.8176 | 0.00179 | 15.02
1641 | 0.83891 | 0.05599 | 19.36
1642 | 0.84141 | 0.19278 | 16.28
1643 | 0.82487 | 0.22507 | 18.5
1644 | 0.81451 | 0.36736 | 18.95
1645 | 0.82228 | 0.49074 | 20.09
1646 | 0.81971 | 0.48431 | 13.88
1647 | 0.80716 | 0.42213 | 10.84
1648 | 0.80742 | 0.30058 | 9.23
1649 | 0.80556 | 0.32144 | 20.57
1650 | 0.80972 | 0.20508 | 23.51
1651 | 0.80896 | 0.06338 | 40.92
1652 | 0.8112 | 0 | 30.8
1653 | 0.80819 | 0 | 26.72
1654 | 0.82487 | 0 | 28.63
1655 | 0.84013 | 0 | 24.62
1656 | 0.83478 | 0 | 23.64
1657 | 0.80663 | 0 | 22.71
1658 | 0.81587 | 0 | 24.97
1659 | 0.79573 | 0 | 19.06
1660 | 0.80637 | 0 | 20.55
1661 | 0.81382 | 0 | 25.8
1662 | 0.81022 | 0 | 39.61
1663 | 0.78548 | 0 | 47.96
1664 | 0.70848 | 0.0018 | 48.06
1665 | 0.56479 | 0.09275 | 46.84
1666 | 0.42077 | 0.22662 | 45.31
1667 | 0.17207 | 0.40232 | 42.66
1668 | 0.0807 | 0.5325 | 39.95
1669 | 0.04233 | 0.58959 | 38.69
1670 | 0.06 | 0.59041 | 36.9
1671 | 0.09111 | 0.57214 | 37.11
1672 | 0.10361 | 0.48059 | 39
1673 | 0.13538 | 0.34888 | 46.28
1674 | 0.15958 | 0.14969 | 50.29
1675 | 0.18602 | 0.05063 | 57.9
1676 | 0.23554 | 0.0009 | 50.19
1677 | 0.39879 | 0 | 47.57
1678 | 0.58207 | 0 | 47.61
1679 | 0.72549 | 0 | 44.01
1680 | 0.76076 | 0 | 40.98
1681 | 0.79159 | 0 | 38.97
1682 | 0.79289 | 0 | 36.91
1683 | 0.7906 | 0 | 35
1684 | 0.78893 | 0 | 32.92
1685 | 0.77347 | 0 | 36.3
1686 | 0.77387 | 0 | 46.83
1687 | 0.78041 | 0 | 52.05
1688 | 0.81382 | 0.00179 | 51.37
1689 | 0.83359 | 0.02738 | 48.02
1690 | 0.84122 | 0.06592 | 44.1
1691 | 0.83994 | 0.10041 | 39.84
1692 | 0.81605 | 0.16213 | 37.43
1693 | 0.73153 | 0.14969 | 34.02
1694 | 0.72451 | 0.12013 | 33.37
1695 | 0.81391 | 0.10577 | 34.91
1696 | 0.84 | 0.08289 | 36.7
1697 | 0.83382 | 0.13918 | 40.33
1698 | 0.82306 | 0.21336 | 44.02
1699 | 0.83906 | 0.06508 | 44.68
1700 | 0.84112 | 0.0009 | 38.45
1701 | 0.83881 | 0 | 30.99
1702 | 0.83923 | 0 | 33.98
1703 | 0.84126 | 0 | 33.67
1704 | 0.83969 | 0 | 26.85
1705 | 0.83824 | 0 | 22.28
1706 | 0.83382 | 0 | 25.33
1707 | 0.83787 | 0 | 11.78
1708 | 0.84117 | 0 | 14.61
1709 | 0.84138 | 0 | 21.87
1710 | 0.83974 | 0 | 28.67
1711 | 0.83949 | 0 | 38.52
1712 | 0.83778 | 0.00361 | 37.89
1713 | 0.83245 | 0.09759 | 32.56
1714 | 0.83007 | 0.25727 | 29.5
1715 | 0.82557 | 0.38593 | 28.46
1716 | 0.82917 | 0.52961 | 29.88
1717 | 0.83512 | 0.54265 | 29.14
1718 | 0.83534 | 0.50554 | 30.04
1719 | 0.83895 | 0.45924 | 27.54
1720 | 0.83827 | 0.43092 | 27.98
1721 | 0.82977 | 0.3099 | 33.4
1722 | 0.82839 | 0.18949 | 36.7
1723 | 0.83916 | 0.0555 | 43.05
1724 | 0.83478 | 0.0009 | 34.39
1725 | 0.83489 | 0 | 30.08
1726 | 0.82522 | 0 | 27.35
1727 | 0.83778 | 0 | 25.17
1728 | 0.82759 | 0 | 28.14
1729 | 0.83205 | 0 | 26.86
1730 | 0.82504 | 0 | 25.88
1731 | 0.81951 | 0 | 24.32
1732 | 0.83678 | 0 | 23.72
1733 | 0.83824 | 0 | 27.18
1734 | 0.83382 | 0 | 37.69
1735 | 0.83111 | 0 | 43.46
1736 | 0.83824 | 0.00359 | 43.72
1737 | 0.83045 | 0.09138 | 41.19
1738 | 0.82924 | 0.13595 | 42.12
1739 | 0.83078 | 0.2081 | 41.13
1740 | 0.82078 | 0.08648 | 41.27
1741 | 0.79637 | 0.13325 | 39.75
1742 | 0.80965 | 0.08446 | 38.29
1743 | 0.81168 | 0.13759 | 36.62
1744 | 0.81196 | 0.13791 | 34.81
1745 | 0.81526 | 0.12772 | 36.34
1746 | 0.82815 | 0.05357 | 38.73
1747 | 0.83463 | 0.02216 | 42.39
1748 | 0.83787 | 0.00089 | 38.51
1749 | 0.83832 | 0 | 32.09
1750 | 0.83898 | 0 | 31.88
1751 | 0.84136 | 0 | 26.99
1752 | 0.84101 | 0 | 26.71
1753 | 0.83598 | 0 | 18.89
1754 | 0.83094 | 0 | 16.56
1755 | 0.8376 | 0 | 12.12
1756 | 0.83986 | 0 | 16.68
1757 | 0.83997 | 0 | 23.63
1758 | 0.83866 | 0 | 29.72
1759 | 0.83851 | 0 | 41.41
1760 | 0.83843 | 0.00268 | 42.94
1761 | 0.83835 | 0.03701 | 42.59
1762 | 0.83743 | 0.08716 | 41.54
1763 | 0.82557 | 0.19829 | 40.97
1764 | 0.82557 | 0.30334 | 39.91
1765 | 0.81565 | 0.29103 | 33.98
1766 | 0.8112 | 0.34796 | 28.27
1767 | 0.81805 | 0.30682 | 27.33
1768 | 0.81096 | 0.22811 | 25.32
1769 | 0.78757 | 0.14883 | 27.26
1770 | 0.75097 | 0.07417 | 32.4
1771 | 0.73005 | 0.03396 | 39.41
1772 | 0.72606 | 0.00179 | 30.63
1773 | 0.73557 | 0 | 24.63
1774 | 0.75097 | 0 | 32.45
1775 | 0.75384 | 0 | 20.94
1776 | 0.75432 | 0 | 24.16
1777 | 0.75479 | 0 | 11.44
1778 | 0.76254 | 0 | 8.34
1779 | 0.78226 | 0 | 6.49
1780 | 0.78825 | 0 | 8.4
1781 | 0.78757 | 0 | 8.37
1782 | 0.78334 | 0 | 14.07
1783 | 0.777 | 0 | 23.04
1784 | 0.76688 | 0.00448 | 23.05
1785 | 0.76559 | 0.09264 | 29.83
1786 | 0.78406 | 0.18431 | 28.88
1787 | 0.78618 | 0.31071 | 24.91
1788 | 0.80716 | 0.38897 | 25.38
1789 | 0.81889 | 0.48341 | 26.37
1790 | 0.82433 | 0.48158 | 13.68
1791 | 0.83923 | 0.47058 | 9.27
1792 | 0.84138 | 0.362 | 7.44
1793 | 0.84115 | 0.29256 | 14.96
1794 | 0.84042 | 0.17313 | 23.74
1795 | 0.84129 | 0.04792 | 30.95
1796 | 0.84068 | 0.00179 | 25.55
1797 | 0.83514 | 0 | 11.64
1798 | 0.81252 | 0 | 15.09
1799 | 0.80755 | 0 | 10.92
1800 | 0.83489 | 0 | 6.35
1801 | 0.78583 | 0 | 7.25
1802 | 0.74296 | 0 | 1.65
1803 | 0.7948 | 0 | 2.16
1804 | 0.82469 | 0 | -3.96
1805 | 0.84143 | 0 | -0.8
1806 | 0.83949 | 0 | 2.52
1807 | 0.84137 | 0 | 2.16
1808 | 0.83916 | 0.00542 | -0.07
1809 | 0.83706 | 0.12659 | 0.5
1810 | 0.82808 | 0.28619 | 6.8
1811 | 0.76898 | 0.38826 | 8.39
1812 | 0.80366 | 0.5636 | 7.52
1813 | 0.81697 | 0.61506 | -1.86
1814 | 0.83639 | 0.61409 | -9.6
1815 | 0.84124 | 0.60238 | -10.99
1816 | 0.83882 | 0.4808 | -2.66
1817 | 0.84146 | 0.33114 | 11.03
1818 | 0.83949 | 0.18746 | 30.5
1819 | 0.82947 | 0.09689 | 39.13
1820 | 0.80972 | 0.0018 | 33.33
1821 | 0.77064 | 0 | 26.21
1822 | 0.75289 | 0 | 28.62
1823 | 0.71536 | 0 | 26.16
1824 | 0.71719 | 0 | 31.54
1825 | 0.69049 | 0 | 32.16
1826 | 0.70785 | 0 | 28.21
1827 | 0.70657 | 0 | 19.75
1828 | 0.6746 | 0 | 19.08
1829 | 0.6334 | 0 | 32.21
1830 | 0.59386 | 0 | 44.18
1831 | 0.51283 | 0 | 47.23
1832 | 0.4462 | 0.009 | 49.86
1833 | 0.39511 | 0.10827 | 45.21
1834 | 0.38654 | 0.2142 | 42.31
1835 | 0.24091 | 0.23188 | 39.21
1836 | 0.29262 | 0.3262 | 40.83
1837 | 0.37186 | 0.2393 | 36.25
1838 | 0.50717 | 0.24565 | 35.32
1839 | 0.60155 | 0.20464 | 34.87
1840 | 0.61095 | 0.27911 | 36.34
1841 | 0.64947 | 0.18954 | 43.33
1842 | 0.66155 | 0.13608 | 46.12
1843 | 0.62637 | 0.0529 | 50.01
1844 | 0.51509 | 0.0009 | 45.99
1845 | 0.35112 | 0 | 43.65
1846 | 0.24198 | 0 | 41.7
1847 | 0.13939 | 0 | 41.08
1848 | 0.10158 | 0 | 39.08
1849 | 0.09691 | 0 | 38.49
1850 | 0.10293 | 0 | 37.45
1851 | 0.10023 | 0 | 36.47
1852 | 0.0989 | 0 | 36.42
1853 | 0.07266 | 0 | 40.29
1854 | 0.03213 | 0 | 46.96
1855 | 0.01342 | 0 | 51.27
1856 | 0.00571 | 0.00812 | 54.38
1857 | 0.00258 | 0.12669 | 49.69
1858 | 0.0007 | 0.23573 | 46.31
1859 | 0 | 0.36794 | 44.55
1860 | 0 | 0.38504 | 43.31
1861 | 0.00031 | 0.37721 | 42.89
1862 | 0.00191 | 0.41221 | 42.48
1863 | 0.00441 | 0.33974 | 43.74
1864 | 0.00812 | 0.30137 | 44.61
1865 | 0.01579 | 0.17628 | 48.96
1866 | 0.02382 | 0.08663 | 54.62
1867 | 0.01281 | 0.03357 | 60.73
1868 | 0.00341 | 0.0009 | 52.55
1869 | 0.00301 | 0 | 46.46
1870 | 0.01792 | 0 | 44.72
1871 | 0.03722 | 0 | 41.08
1872 | 0.03836 | 0 | 38.28
1873 | 0.03646 | 0 | 36.3
1874 | 0.02382 | 0 | 35.05
1875 | 0.01128 | 0 | 34.33
1876 | 0.00384 | 0 | 34.69
1877 | 0.00258 | 0 | 37.2
1878 | 0.00272 | 0 | 44.77
1879 | 0.00252 | 0 | 48.37
1880 | 0.00384 | 0.0063 | 48.01
1881 | 0.00827 | 0.0584 | 44.56
1882 | 0.0097 | 0.12848 | 41.23
1883 | 0.01404 | 0.22791 | 39.86
1884 | 0.01792 | 0.30899 | 37.59
1885 | 0.01281 | 0.37197 | 37.47
1886 | 0.01301 | 0.31443 | 38.16
1887 | 0.01242 | 0.37967 | 40.36
1888 | 0.01202 | 0.28725 | 42.1
1889 | 0.01557 | 0.23014 | 45.49
1890 | 0.02748 | 0.13642 | 51.08
1891 | 0.02156 | 0.04476 | 55.55
1892 | 0.01073 | 0.0018 | 49.13
1893 | 0.01404 | 0 | 44.24
1894 | 0.02909 | 0 | 43.08
1895 | 0.04072 | 0 | 40.22
1896 | 0.04827 | 0 | 35.47
1897 | 0.06356 | 0 | 34.7
1898 | 0.07101 | 0 | 33.51
1899 | 0.07491 | 0 | 33.04
1900 | 0.0772 | 0 | 33.1
1901 | 0.06829 | 0 | 35.93
1902 | 0.06511 | 0 | 44.04
1903 | 0.08249 | 0 | 47.71
1904 | 0.10705 | 0.00718 | 45.09
1905 | 0.10636 | 0.06654 | 42.94
1906 | 0.09366 | 0.16401 | 38.5
1907 | 0.08369 | 0.28032 | 35.89
1908 | 0.05187 | 0.41313 | 35.43
1909 | 0.03213 | 0.52716 | 34.5
1910 | 0.02211 | 0.56955 | 34.66
1911 | 0.01743 | 0.55661 | 36.81
1912 | 0.01468 | 0.51107 | 39.27
1913 | 0.01512 | 0.4121 | 43.4
1914 | 0.025 | 0.26309 | 46.7
1915 | 0.05005 | 0.0997 | 55
1916 | 0.07605 | 0.00268 | 47.53
1917 | 0.12679 | 0 | 43.92
1918 | 0.24198 | 0 | 41.94
1919 | 0.41467 | 0 | 39.36
1920 | 0.37797 | 0 | 39
1921 | 0.39022 | 0 | 35.95
1922 | 0.3792 | 0 | 36.69
1923 | 0.33658 | 0 | 36.39
1924 | 0.27991 | 0 | 36.28
1925 | 0.21873 | 0 | 39.95
1926 | 0.11926 | 0 | 46.01
1927 | 0.03836 | 0 | 50.98
1928 | 0.02296 | 0.01077 | 49.2
1929 | 0.02268 | 0.15002 | 44.97
1930 | 0.02296 | 0.31208 | 40.41
1931 | 0.05803 | 0.4657 | 36.57
1932 | 0.05325 | 0.59734 | 35
1933 | 0.04357 | 0.65531 | 34.3
1934 | 0.01918 | 0.6499 | 34.46
1935 | 0.00888 | 0.61163 | 35
1936 | 0.00431 | 0.52343 | 37.78
1937 | 0.00151 | 0.4223 | 41.14
1938 | 5e-05 | 0.25904 | 46.91
1939 | 1e-05 | 0.10745 | 50.17
1940 | 2e-05 | 0.00359 | 46
1941 | 0.00055 | 0 | 40.61
1942 | 0.00333 | 0 | 39.9
1943 | 0.00146 | 0 | 37.12
1944 | 0.01301 | 0 | 35.53
1945 | 0.04482 | 0 | 34.94
1946 | 0.08309 | 0 | 34.9
1947 | 0.10636 | 0 | 33.1
1948 | 0.11559 | 0 | 33.05
1949 | 0.10636 | 0 | 34.6
1950 | 0.11342 | 0 | 36.64
1951 | 0.1291 | 0 | 38.86
1952 | 0.17573 | 0.01079 | 38.43
1953 | 0.21156 | 0.15622 | 37.79
1954 | 0.21462 | 0.32343 | 34.93
1955 | 0.21873 | 0.49019 | 32.63
1956 | 0.1937 | 0.58776 | 30.72
1957 | 0.19858 | 0.64599 | 29.36
1958 | 0.16665 | 0.66095 | 28.52
1959 | 0.11199 | 0.61978 | 29.75
1960 | 0.05372 | 0.52241 | 30.08
1961 | 0.02296 | 0.40654 | 35.16
1962 | 0.01342 | 0.28351 | 40.81
1963 | 0.01557 | 0.10942 | 44.99
1964 | 0.06101 | 0.00446 | 42.25
1965 | 0.28336 | 0 | 39.1
1966 | 0.56064 | 0 | 40.35
1967 | 0.61556 | 0 | 37.93
1968 | 0.56583 | 0 | 39.15
1969 | 0.52844 | 0 | 36.05
1970 | 0.48647 | 0 | 34.45
1971 | 0.39389 | 0 | 33.61
1972 | 0.28567 | 0 | 33.85
1973 | 0.23234 | 0 | 34.2
1974 | 0.29964 | 0 | 34.32
1975 | 0.37675 | 0 | 34.98
1976 | 0.38532 | 0.0135 | 36.6
1977 | 0.34383 | 0.15094 | 35.81
1978 | 0.2903 | 0.29603 | 33.78
1979 | 0.23767 | 0.45718 | 32.01
1980 | 0.21873 | 0.51386 | 31.1
1981 | 0.14761 | 0.55871 | 25.08
1982 | 0.10567 | 0.52064 | 24.13
1983 | 0.13617 | 0.38587 | 23.79
1984 | 0.2208 | 0.36495 | 25.1
1985 | 0.38777 | 0.27125 | 27.69
1986 | 0.49689 | 0.18109 | 39.37
1987 | 0.51396 | 0.0961 | 42.67
1988 | 0.5554 | 0.00447 | 39.61
1989 | 0.54154 | 0 | 36.52
1990 | 0.50717 | 0 | 35.32
1991 | 0.43775 | 0 | 31.32
1992 | 0.3633 | 0 | 24.34
1993 | 0.37308 | 0 | 29.04
1994 | 0.40979 | 0 | 23.32
1995 | 0.39389 | 0 | 21.12
1996 | 0.4232 | 0 | 22.54
1997 | 0.46413 | 0 | 26.36
1998 | 0.41223 | 0 | 34.45
1999 | 0.30199 | 0 | 43
2000 | 0.28106 | 0.02934 | 41.81
2001 | 0.2366 | 0.17077 | 41.25
2002 | 0.16221 | 0.34621 | 36
2003 | 0.26067 | 0.49762 | 31.65
2004 | 0.35598 | 0.57693 | 31.53
2005 | 0.31262 | 0.50179 | 31.66
2006 | 0.25071 | 0.37096 | 29.76
2007 | 0.28221 | 0.42149 | 30.08
2008 | 0.37063 | 0.38902 | 29.54
2009 | 0.38899 | 0.29876 | 36.68
2010 | 0.41101 | 0.26557 | 41.2
2011 | 0.52734 | 0.10831 | 47.01
2012 | 0.573 | 0.00539 | 42.96
2013 | 0.62011 | 0 | 39.81
2014 | 0.63771 | 0 | 39.99
2015 | 0.64782 | 0 | 37.56
2016 | 0.61738 | 0 | 33.25
2017 | 0.60439 | 0 | 30.87
2018 | 0.58996 | 0 | 30.25
2019 | 0.52844 | 0 | 30.21
2020 | 0.4665 | 0 | 30.22
2021 | 0.40979 | 0 | 32.5
2022 | 0.3572 | 0 | 39
2023 | 0.31262 | 0 | 43.71
2024 | 0.27534 | 0.03372 | 42.75
2025 | 0.25071 | 0.18543 | 41.01
2026 | 0.2529 | 0.36253 | 38.52
2027 | 0.15098 | 0.51924 | 35.69
2028 | 0.09431 | 0.63665 | 33.57
2029 | 0.06511 | 0.70343 | 32.86
2030 | 0.03992 | 0.71745 | 31.74
2031 | 0.01792 | 0.66081 | 32.27
2032 | 0.01146 | 0.56705 | 34
2033 | 0.01579 | 0.4475 | 39.76
2034 | 0.03248 | 0.29389 | 43
2035 | 0.09175 | 0.1248 | 49.4
2036 | 0.2742 | 0.00536 | 46.41
2037 | 0.51845 | 0 | 43.37
2038 | 0.59964 | 0 | 42.28
2039 | 0.62011 | 0 | 38.42
2040 | 0.57906 | 0 | 36.62
2041 | 0.55646 | 0 | 34.81
2042 | 0.48064 | 0 | 34.27
2043 | 0.39756 | 0 | 33.37
2044 | 0.35112 | 0 | 34.14
2045 | 0.36941 | 0 | 36.82
2046 | 0.36941 | 0 | 42.01
2047 | 0.35598 | 0 | 46
2048 | 0.33175 | 0.03617 | 47.04
2049 | 0.29146 | 0.18837 | 43.94
2050 | 0.24415 | 0.36498 | 41.48
2051 | 0.18224 | 0.51946 | 40.61
2052 | 0.11852 | 0.63388 | 40
2053 | 0.0772 | 0.68519 | 39.58
2054 | 0.02975 | 0.71004 | 38.75
2055 | 0.01146 | 0.65753 | 34.07
2056 | 0.00525 | 0.57845 | 39.18
2057 | 0.00936 | 0.44962 | 41.49
2058 | 0.04357 | 0.28474 | 44.17
2059 | 0.19858 | 0.12591 | 48.06
2060 | 0.49689 | 0.00625 | 43.99
2061 | 0.62637 | 0 | 41.22
2062 | 0.59964 | 0 | 40.83
2063 | 0.55751 | 0 | 36.92
2064 | 0.53393 | 0 | 32.73
2065 | 0.53065 | 0 | 33.67
2066 | 0.51845 | 0 | 33.38
2067 | 0.48181 | 0 | 33.29
2068 | 0.4522 | 0 | 33.12
2069 | 0.43534 | 0 | 36.67
2070 | 0.40001 | 0 | 44.48
2071 | 0.35233 | 0 | 49.17
2072 | 0.30434 | 0.0386 | 48.97
2073 | 0.26291 | 0.18401 | 46.78
2074 | 0.25071 | 0.362 | 44.12
2075 | 0.19858 | 0.50929 | 43.36
2076 | 0.15268 | 0.60615 | 42.54
2077 | 0.09691 | 0.68856 | 42.39
2078 | 0.05187 | 0.68869 | 35.88
2079 | 0.03572 | 0.67291 | 33.77
2080 | 0.03722 | 0.59259 | 32.86
2081 | 0.07045 | 0.4619 | 37.47
2082 | 0.14265 | 0.30217 | 43.72
2083 | 0.24307 | 0.12709 | 52.77
2084 | 0.36086 | 0.00714 | 46.61
2085 | 0.44138 | 0 | 42.05
2086 | 0.46769 | 0 | 42.38
2087 | 0.49573 | 0 | 39.32
2088 | 0.4534 | 0 | 39.28
2089 | 0.43896 | 0 | 34.1
2090 | 0.43775 | 0 | 34.44
2091 | 0.44017 | 0 | 34.47
2092 | 0.41955 | 0 | 34.99
2093 | 0.4049 | 0 | 38.04
2094 | 0.40123 | 0 | 45.56
2095 | 0.40123 | 0 | 48.51
2096 | 0.40857 | 0.03926 | 47.62
2097 | 0.42199 | 0.18614 | 43.07
2098 | 0.40613 | 0.35596 | 38.2
2099 | 0.27762 | 0.51697 | 34.49
2100 | 0.15014 | 0.63256 | 33.43
2101 | 0.07548 | 0.6879 | 32.87
2102 | 0.0461 | 0.6895 | 32.4
2103 | 0.025 | 0.66862 | 33.13
2104 | 0.00827 | 0.5862 | 36.01
2105 | 0.00238 | 0.43195 | 38.53
2106 | 0.00022 | 0.28875 | 42.61
2107 | 0 | 0.12788 | 49.33
2108 | 0 | 0.00715 | 47.94
2109 | 0 | 0 | 43.04
2110 | 0.00252 | 0 | 42.75
2111 | 0.02876 | 0 | 39.32
2112 | 0.06407 | 0 | 37.49
2113 | 0.0886 | 0 | 36.68
2114 | 0.10023 | 0 | 34.36
2115 | 0.10567 | 0 | 34.61
2116 | 0.0807 | 0 | 27.23
2117 | 0.06511 | 0 | 35.02
2118 | 0.06101 | 0 | 33.51
2119 | 0.06829 | 0 | 33.72
2120 | 0.07101 | 0.04412 | 35.22
2121 | 0.07266 | 0.19888 | 33.17
2122 | 0.05187 | 0.37186 | 31.63
2123 | 0.04482 | 0.52501 | 29.8
2124 | 0.04915 | 0.63788 | 29.56
2125 | 0.04482 | 0.68958 | 26.79
2126 | 0.04032 | 0.69421 | 26.66
2127 | 0.03462 | 0.62388 | 29.47
2128 | 0.025 | 0.56111 | 28.47
2129 | 0.01109 | 0.4354 | 33.03
2130 | 0.00125 | 0.29338 | 34.44
2131 | 0 | 0.12904 | 44.95
2132 | 1e-05 | 0.00804 | 43.08
2133 | 0.00155 | 0 | 40.53
2134 | 0.01468 | 0 | 40.86
2135 | 0.01146 | 0 | 36.85
2136 | 0.02876 | 0 | 40.1
2137 | 0.04871 | 0 | 34.39
2138 | 0.05705 | 0 | 32.97
2139 | 0.05279 | 0 | 32.6
2140 | 0.0505 | 0 | 30.94
2141 | 0.06101 | 0 | 30.95
2142 | 0.08612 | 0 | 32.25
2143 | 0.13221 | 0 | 33.07
2144 | 0.17025 | 0.04752 | 33.22
2145 | 0.18412 | 0.20133 | 29.92
2146 | 0.15439 | 0.37732 | 26.77
2147 | 0.05852 | 0.52686 | 25.15
2148 | 0.0505 | 0.63948 | 13.19
2149 | 0.03875 | 0.70673 | 4.3
2150 | 0.0376 | 0.71804 | -11.58
2151 | 0.02975 | 0.66211 | -0.56
2152 | 0.01468 | 0.59157 | 1.92
2153 | 0.00441 | 0.46034 | 26.57
2154 | 0.0004 | 0.30314 | 38.69
2155 | 0.00019 | 0.13617 | 41.8
2156 | 0.00265 | 0.00804 | 39.08
2157 | 0.0376 | 0 | 40.3
2158 | 0.19176 | 0 | 37.51
2159 | 0.55011 | 0 | 31.06
2160 | 0.621 | 0 | 29.96
2161 | 0.64365 | 0 | 31.07
2162 | 0.66233 | 0 | 27.74
2163 | 0.64782 | 0 | 26.5
2164 | 0.60533 | 0 | 32.18
2165 | 0.56169 | 0 | 37.93
2166 | 0.53174 | 0 | 45.45
2167 | 0.53503 | 0 | 53.56
2168 | 0.52734 | 0.04831 | 45.95
2169 | 0.47829 | 0.19528 | 42.2
2170 | 0.39267 | 0.3549 | 39.11
2171 | 0.12526 | 0.53145 | 34.3
2172 | 0.11559 | 0.64425 | 32.29
2173 | 0.07835 | 0.70913 | 31.1
2174 | 0.03283 | 0.71962 | 31.55
2175 | 0.01321 | 0.66279 | 31.8
2176 | 0.01512 | 0.56565 | 35.74
2177 | 0.04652 | 0.43198 | 41.56
2178 | 0.14678 | 0.3091 | 45.1
2179 | 0.30199 | 0.13915 | 45.06
2180 | 0.42077 | 0.00892 | 39.41
2181 | 0.43775 | 0 | 35.8
2182 | 0.41589 | 0 | 33.65
2183 | 0.3067 | 0 | 30.62
2184 | 0.3402 | 0 | 28.91
2185 | 0.30199 | 0 | 27.92
2186 | 0.25181 | 0 | 26.13
2187 | 0.34262 | 0 | 28.07
2188 | 0.36941 | 0 | 31.04
2189 | 0.46413 | 0 | 40.29
2190 | 0.51509 | 0 | 43.78
2191 | 0.4534 | 0 | 44.52
2192 | 0.55011 | 0.0389 | 44.54
2193 | 0.63599 | 0.16996 | 41.54
2194 | 0.7178 | 0.24172 | 40.99
2195 | 0.51845 | 0.32351 | 35.5
2196 | 0.63253 | 0.51423 | 33.25
2197 | 0.67904 | 0.52824 | 31.33
2198 | 0.67904 | 0.6329 | 30.65
2199 | 0.68123 | 0.61759 | 31.04
2200 | 0.74901 | 0.55663 | 35.08
2201 | 0.76815 | 0.36851 | 40.73
2202 | 0.78442 | 0.26884 | 43.15
2203 | 0.79289 | 0.11421 | 42.74
2204 | 0.79727 | 0.00994 | 38.2
2205 | 0.77506 | 0 | 35.08
2206 | 0.78298 | 0 | 32.38
2207 | 0.81169 | 0 | 31.9
2208 | 0.8271 | 0 | 31.5
2209 | 0.80689 | 0 | 31.08
2210 | 0.76032 | 0 | 31.19
2211 | 0.75241 | 0 | 32.57
2212 | 0.75804 | 0 | 35
2213 | 0.76857 | 0 | 42.98
2214 | 0.73611 | 0 | 48.25
2215 | 0.65678 | 0 | 52.42
2216 | 0.52734 | 0.0396 | 54.72
2217 | 0.37675 | 0.15878 | 49.47
2218 | 0.28106 | 0.30818 | 48.21
2219 | 0.14678 | 0.35041 | 45.21
2220 | 0.09691 | 0.4899 | 43.11
2221 | 0.10986 | 0.62615 | 41.77
2222 | 0.23554 | 0.69191 | 41.48
2223 | 0.42685 | 0.57002 | 41.73
2224 | 0.50376 | 0.5144 | 42.68
2225 | 0.52624 | 0.45 | 45.44
2226 | 0.52624 | 0.24735 | 51.32
2227 | 0.52734 | 0.0886 | 52.34
2228 | 0.52624 | 0.00904 | 44.08
2229 | 0.54369 | 0 | 49.12
2230 | 0.49112 | 0 | 42.76
2231 | 0.28106 | 0 | 41.56
2232 | 0.11487 | 0 | 35.27
2233 | 0.11199 | 0 | 33
2234 | 0.28221 | 0 | 34.79
2235 | 0.4486 | 0 | 34.13
2236 | 0.54154 | 0 | 36.86
2237 | 0.6025 | 0 | 44.67
2238 | 0.61095 | 0 | 56.19
2239 | 0.57503 | 0 | 59.86
2240 | 0.5596 | 0.03227 | 60.44
2241 | 0.59772 | 0.16248 | 53.69
2242 | 0.56064 | 0.30775 | 49.03
2243 | 0.54477 | 0.40705 | 46.94
2244 | 0.56376 | 0.45776 | 41.71
2245 | 0.60815 | 0.55128 | 38.59
2246 | 0.64449 | 0.57802 | 38.3
2247 | 0.65029 | 0.45691 | 38.1
2248 | 0.65436 | 0.38241 | 40.08
2249 | 0.70462 | 0.2565 | 45.23
2250 | 0.76076 | 0.11217 | 50.5
2251 | 0.81868 | 0.03511 | 48.93
2252 | 0.83658 | 0.0036 | 43.81
2253 | 0.84082 | 0 | 42.44
2254 | 0.8176 | 0 | 37.02
2255 | 0.75151 | 0 | 40.36
2256 | 0.83267 | 0 | 36.37
2257 | 0.84052 | 0 | 36.14
2258 | 0.81653 | 0 | 36.98
2259 | 0.75432 | 0 | 36.17
2260 | 0.6246 | 0 | 38.79
2261 | 0.54369 | 0 | 45.83
2262 | 0.53503 | 0 | 54.92
2263 | 0.34747 | 0 | 58.67
2264 | 0.26515 | 0.00989 | 58.43
2265 | 0.17573 | 0.02888 | 52.55
2266 | 0.04567 | 0.05396 | 46.35
2267 | 4e-05 | 0.07896 | 43.49
2268 | 0.00049 | 0.14753 | 40.73
2269 | 0.01073 | 0.19821 | 38.82
2270 | 0.0474 | 0.21566 | 38.34
2271 | 0.06616 | 0.27407 | 38.64
2272 | 0.06511 | 0.4443 | 40.96
2273 | 0.16665 | 0.43972 | 44.35
2274 | 0.21156 | 0.27993 | 47.23
2275 | 0.22601 | 0.11081 | 46.94
2276 | 0.28798 | 0.01349 | 41.99
2277 | 0.28798 | 0 | 41.33
2278 | 0.26853 | 0 | 40.33
2279 | 0.24851 | 0 | 41.65
2280 | 0.17758 | 0 | 39.86
2281 | 0.12224 | 0 | 38.31
2282 | 0.10499 | 0 | 36.1
2283 | 0.09626 | 0 | 36.13
2284 | 0.06937 | 0 | 37.27
2285 | 0.01579 | 0 | 39.2
2286 | 0.03008 | 0 | 42.03
2287 | 0.03535 | 0.0009 | 44.06
2288 | 0.05419 | 0.04186 | 46.51
2289 | 0.13778 | 0.15248 | 42.72
2290 | 0.12526 | 0.28283 | 40.91
2291 | 0.01792 | 0.35188 | 40.35
2292 | 0.01342 | 0.33041 | 34.36
2293 | 0.05279 | 0.28229 | 31.62
2294 | 0.14183 | 0.20474 | 31.88
2295 | 0.25181 | 0.0973 | 32.2
2296 | 0.26291 | 0.05549 | 33.53
2297 | 0.34383 | 0.08731 | 41.33
2298 | 0.39267 | 0.04032 | 42.91
2299 | 0.32215 | 0.03056 | 45.65
2300 | 0.35842 | 0.00269 | 41.22
2301 | 0.41223 | 0 | 40.82
2302 | 0.41467 | 0 | 38.41
2303 | 0.44017 | 0 | 45.26
2304 | 0.24415 | 0 | 37.86
2305 | 0.15439 | 0 | 37.18
2306 | 0.03248 | 0 | 35.5
2307 | 0.00317 | 0 | 35.64
2308 | 2e-05 | 0 | 36.17
2309 | 0.00202 | 0 | 36.69
2310 | 0.08985 | 0 | 39.43
2311 | 0.33778 | 0.0009 | 40.51
2312 | 0.43413 | 0.03994 | 40.66
2313 | 0.37186 | 0.13291 | 36.63
2314 | 0.35355 | 0.23739 | 34.99
2315 | 0.35842 | 0.34308 | 34.68
2316 | 0.3499 | 0.34582 | 31.5
2317 | 0.39267 | 0.45542 | 28.03
2318 | 0.40123 | 0.51753 | 28.92
2319 | 0.38042 | 0.43374 | 31.4
2320 | 0.39144 | 0.46155 | 34.87
2321 | 0.32694 | 0.40333 | 42.9
2322 | 0.21565 | 0.28399 | 46.65
2323 | 0.12988 | 0.1345 | 49.65
2324 | 0.09496 | 0.0197 | 46.27
2325 | 0.06356 | 0 | 45.55
2326 | 0.04072 | 0 | 44.01
2327 | 0.11852 | 0 | 38.84
2328 | 0.27306 | 0 | 37.7
2329 | 0.43534 | 0 | 36.73
2330 | 0.45459 | 0 | 36.3
2331 | 0.451 | 0 | 37.2
2332 | 0.43896 | 0 | 41.6
2333 | 0.40246 | 0 | 54.96
2334 | 0.32815 | 0 | 59.47
2335 | 0.30316 | 0.00179 | 60
2336 | 0.29496 | 0.05636 | 58.62
2337 | 0.32335 | 0.15828 | 51.77
2338 | 0.45579 | 0.20946 | 47.63
2339 | 0.45818 | 0.12552 | 47.4
2340 | 0.32095 | 0.16541 | 43.97
2341 | 0.1043 | 0.45072 | 42.66
2342 | 0.10916 | 0.5875 | 40.17
2343 | 0.18507 | 0.55895 | 39.73
2344 | 0.21462 | 0.57213 | 42.84
2345 | 0.17573 | 0.49335 | 45.05
2346 | 0.14183 | 0.34069 | 48.46
2347 | 0.11559 | 0.16283 | 46.58
2348 | 0.09691 | 0.02194 | 43.53
2349 | 0.0505 | 0 | 43.39
2350 | 0.01602 | 0 | 45.42
2351 | 0.00888 | 0 | 40.97
2352 | 0.02268 | 0 | 40.55
2353 | 0.03283 | 0 | 35.6
2354 | 0.03646 | 0 | 34.96
2355 | 0.03836 | 0 | 35.12
2356 | 0.02129 | 0 | 37.47
2357 | 0.01943 | 0 | 47.2
2358 | 0.01918 | 0 | 52.08
2359 | 0.02296 | 0.00179 | 55.32
2360 | 0.0376 | 0.07202 | 49.47
2361 | 0.05141 | 0.20734 | 46.97
2362 | 0.06722 | 0.35282 | 46.01
2363 | 0.12526 | 0.52063 | 44.26
2364 | 0.10499 | 0.62157 | 43.41
2365 | 0.0505 | 0.6718 | 39.59
2366 | 0.02211 | 0.69596 | 37.38
2367 | 0.02101 | 0.67362 | 37.39
2368 | 0.05951 | 0.61024 | 40.71
2369 | 0.07778 | 0.47604 | 44.09
2370 | 0.08369 | 0.32176 | 47.01
2371 | 0.1043 | 0.15656 | 45.94
2372 | 0.11926 | 0.022 | 42.76
2373 | 0.12299 | 0 | 42.01
2374 | 0.15871 | 0 | 39.07
2375 | 0.35842 | 0 | 40.27
2376 | 0.29613 | 0 | 37.18
2377 | 0.28221 | 0 | 36.54
2378 | 0.25181 | 0 | 35.78
2379 | 0.29729 | 0 | 36.63
2380 | 0.38409 | 0 | 38.55
2381 | 0.25622 | 0 | 46.99
2382 | 0.1785 | 0 | 54.43
2383 | 0.1937 | 0.00271 | 58.02
2384 | 0.18697 | 0.05807 | 54.35
2385 | 0.19467 | 0.14858 | 49.5
2386 | 0.21156 | 0.29526 | 51.04
2387 | 0.10023 | 0.45605 | 50.07
2388 | 0.0444 | 0.41408 | 44.62
2389 | 0.02811 | 0.3921 | 38.37
2390 | 0.05419 | 0.43139 | 37.6
2391 | 0.08922 | 0.22389 | 38.12
2392 | 0.15098 | 0.19307 | 42.6
2393 | 0.23767 | 0.19189 | 46.5
2394 | 0.34869 | 0.13371 | 47.2
2395 | 0.48996 | 0.09071 | 46.97
2396 | 0.54904 | 0.01434 | 44.56
2397 | 0.55329 | 0 | 42.6
2398 | 0.48647 | 0 | 39.23
2399 | 0.58207 | 0 | 37.5
2400 | 0.54046 | 0 | 37.07
2401 | 0.53065 | 0 | 37.07
2402 | 0.5596 | 0 | 36.52
2403 | 0.57503 | 0 | 37.1
2404 | 0.57806 | 0 | 38.87
2405 | 0.53503 | 0 | 47.91
2406 | 0.53503 | 0 | 56.4
2407 | 0.573 | 0.00271 | 59.24
2408 | 0.55117 | 0.03304 | 51.7
2409 | 0.50603 | 0.15045 | 48.55
2410 | 0.44499 | 0.24771 | 45.98
2411 | 0.2903 | 0.46714 | 43.95
2412 | 0.1785 | 0.56285 | 39.86
2413 | 0.08735 | 0.66711 | 38.9
2414 | 0.04233 | 0.75672 | 39.28
2415 | 0.02653 | 0.73025 | 39
2416 | 0.01995 | 0.64482 | 43.92
2417 | 0.025 | 0.50192 | 47.69
2418 | 0.0376 | 0.34599 | 54.02
2419 | 0.06883 | 0.17423 | 52.99
2420 | 0.17758 | 0.02832 | 49.02
2421 | 0.36086 | 0 | 47.2
2422 | 0.43534 | 0 | 44.05
2423 | 0.42685 | 0 | 39.59
2424 | 0.29146 | 0 | 39.01
2425 | 0.27079 | 0 | 37.95
2426 | 0.31499 | 0 | 37.22
2427 | 0.30434 | 0 | 37.5
2428 | 0.25512 | 0 | 41.05
2429 | 0.19957 | 0 | 49.62
2430 | 0.16934 | 0 | 58.98
2431 | 0.14845 | 0.00362 | 60.08
2432 | 0.16221 | 0.09401 | 51.55
2433 | 0.18984 | 0.26023 | 48.97
2434 | 0.19467 | 0.43935 | 46.99
2435 | 0.11926 | 0.59543 | 45.1
2436 | 0.06 | 0.71106 | 44.11
2437 | 0.02239 | 0.75556 | 42.11
2438 | 0.01743 | 0.76455 | 40.67
2439 | 0.01557 | 0.73168 | 38.57
2440 | 0.0102 | 0.63511 | 41.73
2441 | 0.00753 | 0.49762 | 46.43
2442 | 0.00595 | 0.3425 | 48.43
2443 | 0.00753 | 0.17172 | 48.08
2444 | 0.01362 | 0.02865 | 45.36
2445 | 0.0017 | 0 | 45.27
2446 | 0.00028 | 0 | 43.27
2447 | 0.01242 | 0 | 44.78
2448 | 0.00827 | 0 | 43.62
2449 | 0.02296 | 0 | 42.36
2450 | 0.0605 | 0 | 40.11
2451 | 0.09431 | 0 | 39.45
2452 | 0.17573 | 0 | 40.93
2453 | 0.27534 | 0 | 43.78
2454 | 0.36086 | 0 | 45.1
2455 | 0.52734 | 0.0036 | 47.28
2456 | 0.63078 | 0.09859 | 46.96
2457 | 0.63771 | 0.27084 | 42.45
2458 | 0.62903 | 0.44116 | 42.69
2459 | 0.64027 | 0.59986 | 47.47
2460 | 0.6219 | 0.71171 | 43.4
2461 | 0.621 | 0.78777 | 37.11
2462 | 0.52734 | 0.79136 | 36.42
2463 | 0.38164 | 0.74939 | 35.65
2464 | 0.27877 | 0.65108 | 37.83
2465 | 0.22811 | 0.48641 | 43.03
2466 | 0.20055 | 0.28768 | 46.09
2467 | 0.25844 | 0.10881 | 46.28
2468 | 0.33055 | 0.0134 | 44.52
2469 | 0.42806 | 0 | 45.93
2470 | 0.55646 | 0 | 47.68
2471 | 0.60628 | 0 | 57.61
2472 | 0.66312 | 0 | 47.85
2473 | 0.7129 | 0 | 46.69
2474 | 0.67534 | 0 | 43.11
2475 | 0.66076 | 0 | 37.23
2476 | 0.68697 | 0 | 37.45
2477 | 0.68483 | 0 | 37.36
2478 | 0.66076 | 0 | 38.18
2479 | 0.68697 | 0.0009 | 40.36
2480 | 0.67159 | 0.01447 | 39.76
2481 | 0.69187 | 0.03617 | 37.1
2482 | 0.71536 | 0.10204 | 36.9
2483 | 0.71536 | 0.08218 | 38.36
2484 | 0.64616 | 0.2297 | 34.7
2485 | 0.63513 | 0.1557 | 30.59
2486 | 0.65436 | 0.11072 | 30.76
2487 | 0.6025 | 0.20915 | 32.59
2488 | 0.58207 | 0.23067 | 35.11
2489 | 0.58207 | 0.22107 | 41.87
2490 | 0.61556 | 0.14 | 44.7
2491 | 0.65758 | 0.0466 | 46.74
2492 | 0.69394 | 0.00538 | 53.86
2493 | 0.72257 | 0 | 57.41
2494 | 0.7495 | 0 | 51.35
2495 | 0.77891 | 0 | 53.97
2496 | 0.78688 | 0 | 42.97
2497 | 0.78189 | 0 | 41.01
2498 | 0.77387 | 0 | 38.9
2499 | 0.77891 | 0 | 37.99
2500 | 0.78757 | 0 | 42.6
2501 | 0.78859 | 0 | 50.59
2502 | 0.8031 | 0 | 59.18
2503 | 0.81653 | 0.0054 | 60.67
2504 | 0.81382 | 0.0475 | 59.84
2505 | 0.8219 | 0.13372 | 59
2506 | 0.83534 | 0.19573 | 52.25
2507 | 0.82992 | 0.34048 | 48.93
2508 | 0.83136 | 0.42691 | 45.77
2509 | 0.81587 | 0.38699 | 40.82
2510 | 0.77387 | 0.34589 | 37.52
2511 | 0.71536 | 0.27959 | 36
2512 | 0.64449 | 0.1529 | 40.96
2513 | 0.58603 | 0.10165 | 47.01
2514 | 0.42806 | 0.03842 | 49.27
2515 | 0.38409 | 0.02503 | 48.56
2516 | 0.3402 | 0.00537 | 45.7
2517 | 0.20853 | 0 | 42.43
2518 | 0.1493 | 0 | 44.01
2519 | 0.08551 | 0 | 38.4
2520 | 0.12526 | 0 | 35.91
2521 | 0.42077 | 0 | 36.66
2522 | 0.62903 | 0 | 36.03
2523 | 0.667 | 0 | 35.06
2524 | 0.62815 | 0 | 37.42
2525 | 0.58207 | 0 | 46.22
2526 | 0.5117 | 0 | 52.06
2527 | 0.34869 | 0.00537 | 52.31
2528 | 0.20652 | 0.10437 | 54.03
2529 | 0.12526 | 0.27369 | 50.84
2530 | 0.07266 | 0.4165 | 50.15
2531 | 0.03498 | 0.54522 | 48.47
2532 | 0.07491 | 0.65828 | 44.83
2533 | 0.08612 | 0.65441 | 43.16
2534 | 0.06829 | 0.73194 | 42.15
2535 | 0.08612 | 0.70241 | 39.7
2536 | 0.13698 | 0.61729 | 44.5
2537 | 0.12988 | 0.4762 | 49.74
2538 | 0.08309 | 0.31449 | 52.95
2539 | 0.05852 | 0.16499 | 50.32
2540 | 0.03836 | 0.03595 | 47.94
2541 | 0.01301 | 0 | 49.25
2542 | 0.00482 | 0 | 48.01
2543 | 0.00841 | 0 | 46.92
2544 | 0.07378 | 0 | 40.96
2545 | 0.18602 | 0 | 35.02
2546 | 0.2334 | 0 | 35.02
2547 | 0.36819 | 0 | 35.36
2548 | 0.49458 | 0 | 37.94
2549 | 0.58107 | 0 | 46.82
2550 | 0.59483 | 0 | 50.43
2551 | 0.63942 | 0.00805 | 52.23
2552 | 0.72491 | 0.10006 | 50.4
2553 | 0.78477 | 0.26108 | 48.01
2554 | 0.8061 | 0.44371 | 43.2
2555 | 0.78152 | 0.59774 | 41.13
2556 | 0.77739 | 0.6431 | 38.5
2557 | 0.76298 | 0.56889 | 36.12
2558 | 0.75145 | 0.60505 | 35.05
2559 | 0.74037 | 0.6134 | 35.49
2560 | 0.72948 | 0.5965 | 38.73
2561 | 0.73448 | 0.44694 | 46.09
2562 | 0.72779 | 0.29248 | 49.49
2563 | 0.7445 | 0.13913 | 48.09
2564 | 0.75987 | 0.03143 | 44.83
2565 | 0.78893 | 0 | 41.03
2566 | 0.80112 | 0 | 37.29
2567 | 0.8308 | 0 | 37.93
2568 | 0.81451 | 0 | 37.3
2569 | 0.7906 | 0 | 37.24
2570 | 0.78825 | 0 | 35.02
2571 | 0.78825 | 0 | 35.06
2572 | 0.79757 | 0 | 38.07
2573 | 0.79635 | 0 | 47.82
2574 | 0.78513 | 0 | 51.95
2575 | 0.78298 | 0.00713 | 56.19
2576 | 0.75384 | 0.0875 | 49.93
2577 | 0.69667 | 0.24238 | 44.57
2578 | 0.62903 | 0.40405 | 40.39
2579 | 0.61371 | 0.53138 | 37.99
2580 | 0.52402 | 0.61255 | 34.93
2581 | 0.40123 | 0.67835 | 34.3
2582 | 0.28221 | 0.70001 | 32.67
2583 | 0.18037 | 0.67808 | 34.34
2584 | 0.11199 | 0.59934 | 39.4
2585 | 0.05005 | 0.48975 | 45.09
2586 | 0.00272 | 0.32036 | 49.31
2587 | 0 | 0.16424 | 48.19
2588 | 0.00106 | 0.03948 | 44.95
2589 | 0.02075 | 0 | 43.19
2590 | 0.06304 | 0 | 41.39
2591 | 0.17943 | 0 | 36.7
2592 | 0.13698 | 0 | 34.12
2593 | 0.27193 | 0 | 32.76
2594 | 0.44379 | 0 | 31.55
2595 | 0.56892 | 0 | 32.07
2596 | 0.61279 | 0 | 34.18
2597 | 0.61279 | 0 | 38.42
2598 | 0.5958 | 0 | 41
2599 | 0.53612 | 0.00891 | 45.28
2600 | 0.43896 | 0.11004 | 43.81
2601 | 0.32815 | 0.25376 | 38.76
2602 | 0.2742 | 0.38901 | 36.51
2603 | 0.20452 | 0.57374 | 34.64
2604 | 0.11056 | 0.69637 | 30.94
2605 | 0.05005 | 0.75445 | 26.24
2606 | 0.02353 | 0.76356 | 25.45
2607 | 0.00367 | 0.72054 | 27.98
2608 | 0.00022 | 0.63092 | 30.56
2609 | 0 | 0.50593 | 38.13
2610 | 0 | 0.3528 | 38.4
2611 | 0.00471 | 0.18707 | 43.2
2612 | 0.06722 | 0.04143 | 44.39
2613 | 0.28914 | 0 | 44
2614 | 0.54154 | 0 | 42
2615 | 0.68483 | 0 | 35.48
2616 | 0.67235 | 0 | 31.57
2617 | 0.63253 | 0 | 30
2618 | 0.58504 | 0 | 27.13
2619 | 0.60721 | 0 | 25.75
2620 | 0.67159 | 0 | 27.02
2621 | 0.70462 | 0 | 28.46
2622 | 0.72491 | 0 | 30
2623 | 0.73664 | 0.00801 | 35.26
2624 | 0.73611 | 0.11973 | 37.7
2625 | 0.70657 | 0.28857 | 31.03
2626 | 0.65598 | 0.45747 | 28.38
2627 | 0.56994 | 0.60277 | 26.91
2628 | 0.55329 | 0.71157 | 22.8
2629 | 0.56169 | 0.76754 | 21.03
2630 | 0.573 | 0.78035 | 20
2631 | 0.59192 | 0.73911 | 21.65
2632 | 0.6025 | 0.63342 | 22.45
2633 | 0.6006 | 0.47079 | 27.57
2634 | 0.6219 | 0.32977 | 31.17
2635 | 0.68697 | 0.18801 | 38.89
2636 | 0.74193 | 0.04358 | 43.41
2637 | 0.75712 | 0 | 42.5
2638 | 0.74752 | 0 | 41.37
2639 | 0.76772 | 0 | 36.95
2640 | 0.73228 | 0 | 34.02
2641 | 0.7202 | 0 | 30.23
2642 | 0.70785 | 0 | 28.62
2643 | 0.69118 | 0 | 30
2644 | 0.66855 | 0 | 30.35
2645 | 0.64281 | 0 | 33.4
2646 | 0.60533 | 0 | 32.19
2647 | 0.58207 | 0.00888 | 34
2648 | 0.54369 | 0.12513 | 32.23
2649 | 0.47947 | 0.29346 | 29.1
2650 | 0.36941 | 0.45996 | 29.05
2651 | 0.18412 | 0.59962 | 27.47
2652 | 0.09496 | 0.70227 | 10
2653 | 0.04072 | 0.75669 | 6.27
2654 | 0.01557 | 0.73562 | 9.7
2655 | 0.00841 | 0.69278 | 22.4
2656 | 0.01792 | 0.62518 | 29.47
2657 | 0.03354 | 0.50234 | 40.7
2658 | 0.0339 | 0.33923 | 45.01
2659 | 0.01146 | 0.18251 | 46.08
2660 | 0.00096 | 0.04261 | 44.16
2661 | 0 | 0 | 41.38
2662 | 0.00055 | 0 | 38.34
2663 | 0.01146 | 0 | 27.79
2664 | 0.06459 | 0 | 19.18
2665 | 0.14265 | 0 | 13
2666 | 0.18602 | 0 | 10.01
2667 | 0.19467 | 0 | 10.53
2668 | 0.14265 | 0 | 9.54
2669 | 0.05951 | 0 | 10.01
2670 | 0.03248 | 0 | 7.74
2671 | 0.07662 | 0.01245 | 14.35
2672 | 0.07835 | 0.06929 | 11.76
2673 | 0.03722 | 0.22258 | 7.32
2674 | 0.02748 | 0.37947 | 5
2675 | 0.01342 | 0.47307 | 10.71
2676 | 0.00151 | 0.56112 | 5.44
2677 | 0.00525 | 0.52555 | 0.07
2678 | 0.02101 | 0.56744 | -4.1
2679 | 0.07491 | 0.6259 | -0.5
2680 | 0.28336 | 0.62506 | 3.06
2681 | 0.53174 | 0.45084 | 10.7
2682 | 0.66546 | 0.30402 | 23.01
2683 | 0.73283 | 0.18712 | 24.66
2684 | 0.74141 | 0.02815 | 20.32
2685 | 0.72549 | 0 | 12.92
2686 | 0.6834 | 0 | 8.02
2687 | 0.77347 | 0 | 8.41
2688 | 0.74752 | 0 | 6.76
2689 | 0.67683 | 0 | 2.76
2690 | 0.56994 | 0 | 1.85
2691 | 0.4474 | 0 | 3.51
2692 | 0.42928 | 0 | 14.22
2693 | 0.50262 | 0 | 29.45
2694 | 0.58207 | 0 | 40.6
2695 | 0.68555 | 0.00976 | 41.38
2696 | 0.68196 | 0.09615 | 38.68
2697 | 0.71227 | 0.19228 | 24.46
2698 | 0.72549 | 0.37022 | 30.11
2699 | 0.6299 | 0.39577 | 30.11
2700 | 0.72948 | 0.55275 | 32.5
2701 | 0.72892 | 0.66699 | 25.62
2702 | 0.73984 | 0.69033 | 28.27
2703 | 0.69326 | 0.60453 | 19.81
2704 | 0.6228 | 0.56709 | 33.49
2705 | 0.47947 | 0.45478 | 40.02
2706 | 0.27079 | 0.31686 | 42.88
2707 | 0.13221 | 0.14695 | 42.84
2708 | 0.15784 | 0.04582 | 41.69
2709 | 0.18602 | 0.00089 | 36.35
2710 | 0.16133 | 0 | 30.71
2711 | 0.20652 | 0 | 27.8
2712 | 0.40123 | 0 | 26.71
2713 | 0.47947 | 0 | 24.73
2714 | 0.51057 | 0 | 18.38
2715 | 0.4498 | 0 | 25.01
2716 | 0.56892 | 0 | 27.53
2717 | 0.6299 | 0 | 32.08
2718 | 0.58504 | 0 | 43.18
2719 | 0.49689 | 0.00803 | 43.85
2720 | 0.42199 | 0.06997 | 41.97
2721 | 0.36819 | 0.2001 | 38.85
2722 | 0.36086 | 0.35909 | 34.43
2723 | 0.5049 | 0.47686 | 29.99
2724 | 0.58801 | 0.58874 | 32.52
2725 | 0.56583 | 0.58032 | 31.6
2726 | 0.55117 | 0.66334 | 30.59
2727 | 0.68908 | 0.65733 | 31.61
2728 | 0.75241 | 0.6071 | 31.53
2729 | 0.78994 | 0.47517 | 34.4
2730 | 0.7643 | 0.33551 | 39.45
2731 | 0.73931 | 0.1877 | 42.08
2732 | 0.73611 | 0.03908 | 41.29
2733 | 0.80556 | 0.00089 | 38.34
2734 | 0.82433 | 0 | 33.46
2735 | 0.83794 | 0 | 29.1
2736 | 0.82557 | 0 | 26.1
2737 | 0.78298 | 0 | 12.69
2738 | 0.75432 | 0 | 5.48
2739 | 0.79257 | 0 | 0.51
2740 | 0.78115 | 0 | 5.53
2741 | 0.777 | 0 | 19.46
2742 | 0.76516 | 0 | 24.04
2743 | 0.70135 | 0.01181 | 39.12
2744 | 0.70201 | 0.11683 | 38.06
2745 | 0.70332 | 0.23212 | 33.09
2746 | 0.68483 | 0.42659 | 37.65
2747 | 0.6783 | 0.4275 | 35.65
2748 | 0.63513 | 0.58466 | 32
2749 | 0.63253 | 0.59563 | 30.5
2750 | 0.59964 | 0.68426 | 27.35
2751 | 0.667 | 0.5902 | 26.98
2752 | 0.70267 | 0.5076 | 25.69
2753 | 0.67904 | 0.39995 | 32.32
2754 | 0.70527 | 0.31326 | 38.08
2755 | 0.69187 | 0.17781 | 40.84
2756 | 0.68555 | 0.03757 | 46.36
2757 | 0.64112 | 0.00089 | 42.21
2758 | 0.60721 | 0 | 39.04
2759 | 0.55329 | 0 | 37
2760 | 0.31499 | 0 | 35
2761 | 0.12526 | 0 | 32.12
2762 | 0.13698 | 0 | 27.98
2763 | 0.25181 | 0 | 25.77
2764 | 0.30434 | 0 | 29.99
2765 | 0.23875 | 0 | 41.5
2766 | 0.24633 | 0 | 50.79
2767 | 0.26853 | 0.01508 | 56.38
2768 | 0.30316 | 0.11149 | 52.94
2769 | 0.4486 | 0.23457 | 49.93
2770 | 0.6299 | 0.28318 | 46.94
2771 | 0.65436 | 0.40112 | 43.96
2772 | 0.72549 | 0.5614 | 42.16
2773 | 0.74089 | 0.42673 | 40.35
2774 | 0.73061 | 0.65006 | 38.53
2775 | 0.78041 | 0.6182 | 32.41
2776 | 0.78115 | 0.53635 | 30.49
2777 | 0.777 | 0.34746 | 40.07
2778 | 0.75384 | 0.27095 | 42.51
2779 | 0.73338 | 0.09806 | 40.82
2780 | 0.80024 | 0.02929 | 42.54
2781 | 0.83037 | 0 | 41.97
2782 | 0.84146 | 0 | 37.05
2783 | 0.8203 | 0 | 32.02
2784 | 0.83478 | 0 | 30.1
2785 | 0.82415 | 0 | 29.05
2786 | 0.82092 | 0 | 28.04
2787 | 0.83334 | 0 | 13.82
2788 | 0.84084 | 0 | 13.38
2789 | 0.84142 | 0 | 16.47
2790 | 0.84126 | 0 | 15.45
2791 | 0.8411 | 0.01574 | 21.34
2792 | 0.83245 | 0.08497 | 27.47
2793 | 0.81675 | 0.26645 | 31.22
2794 | 0.80819 | 0.41765 | 29.04
2795 | 0.73611 | 0.59524 | 30.48
2796 | 0.71719 | 0.54708 | 26.47
2797 | 0.76032 | 0.6017 | 21.58
2798 | 0.79966 | 0.59129 | 13.89
2799 | 0.82304 | 0.57431 | 11.76
2800 | 0.82977 | 0.50309 | 10.49
2801 | 0.83037 | 0.39761 | 24.13
2802 | 0.8271 | 0.2227 | 20.59
2803 | 0.82575 | 0.15585 | 30.14
2804 | 0.81783 | 0.04652 | 37.31
2805 | 0.80024 | 0.00089 | 36.36
2806 | 0.77506 | 0 | 31.57
2807 | 0.74901 | 0 | 32.57
2808 | 0.71659 | 0 | 30.74
2809 | 0.69801 | 0 | 30
2810 | 0.69326 | 0 | 29
2811 | 0.68268 | 0 | 27.28
2812 | 0.68483 | 0 | 27.69
2813 | 0.64616 | 0 | 23.82
2814 | 0.63857 | 0 | 26.16
2815 | 0.60533 | 0.01607 | 32.05
2816 | 0.51957 | 0.10839 | 31.42
2817 | 0.5049 | 0.19045 | 32.86
2818 | 0.4462 | 0.30115 | 32.69
2819 | 0.3402 | 0.19973 | 33.73
2820 | 0.37552 | 0.32311 | 30
2821 | 0.42563 | 0.43452 | 28
2822 | 0.48647 | 0.41384 | 28
2823 | 0.50033 | 0.38299 | 28.09
2824 | 0.51621 | 0.28353 | 32.38
2825 | 0.47829 | 0.21489 | 41.07
2826 | 0.46294 | 0.15877 | 43.31
2827 | 0.4522 | 0.07249 | 43.83
2828 | 0.34141 | 0.0267 | 46.07
2829 | 0.23128 | 0.00089 | 47.76
2830 | 0.13939 | 0 | 44.56
2831 | 0.05803 | 0 | 38.53
2832 | 0.05513 | 0 | 36.22
2833 | 0.06883 | 0 | 35.57
2834 | 0.05803 | 0 | 35.01
2835 | 0.05325 | 0 | 34.18
2836 | 0.05803 | 0 | 36.57
2837 | 0.06252 | 0 | 46.82
2838 | 0.05951 | 0 | 52.77
2839 | 0.07778 | 0.02042 | 56.71
2840 | 0.12074 | 0.09425 | 51.3
2841 | 0.15958 | 0.21723 | 46.99
2842 | 0.15871 | 0.33842 | 45.61
2843 | 0.08985 | 0.38639 | 44.06
2844 | 0.0807 | 0.62901 | 43
2845 | 0.07662 | 0.6913 | 40.67
2846 | 0.05561 | 0.68344 | 39.41
2847 | 0.03008 | 0.61602 | 31.9
2848 | 0.01281 | 0.59523 | 33.96
2849 | 0.00252 | 0.45365 | 40.88
2850 | 0.00072 | 0.32637 | 46.78
2851 | 0.00089 | 0.16845 | 42.48
2852 | 0.00265 | 0.0585 | 46.81
2853 | 0.01146 | 0.00178 | 44.86
2854 | 0.02653 | 0 | 38.43
2855 | 0.08735 | 0 | 34
2856 | 0.09496 | 0 | 36.07
2857 | 0.15014 | 0 | 35
2858 | 0.18507 | 0 | 35.24
2859 | 0.15784 | 0 | 34.44
2860 | 0.12526 | 0 | 36.59
2861 | 0.12526 | 0 | 45.62
2862 | 0.12526 | 0 | 52.14
2863 | 0.12603 | 0.0221 | 60
2864 | 0.14347 | 0.14409 | 51.47
2865 | 0.16221 | 0.29006 | 47.43
2866 | 0.12299 | 0.46529 | 44.85
2867 | 0.11199 | 0.59739 | 40.85
2868 | 0.0772 | 0.6666 | 36.49
2869 | 0.03722 | 0.66019 | 34.98
2870 | 0.01792 | 0.67439 | 34.94
2871 | 0.00504 | 0.62747 | 35.34
2872 | 0.00078 | 0.60335 | 41.3
2873 | 0.00044 | 0.52733 | 47.09
2874 | 0.00265 | 0.37508 | 54.4
2875 | 0.00711 | 0.18544 | 51.76
2876 | 0.01091 | 0.04632 | 48.71
2877 | 0.02296 | 0.00178 | 46.28
2878 | 0.06252 | 0 | 43.41
2879 | 0.18792 | 0 | 38
2880 | 0.20353 | 0 | 35.2
2881 | 0.15098 | 0 | 32.64
2882 | 0.10567 | 0 | 31.16
2883 | 0.06991 | 0 | 26.51
2884 | 0.06616 | 0 | 29.93
2885 | 0.04032 | 0 | 24.71
2886 | 0.0149 | 0 | 29.19
2887 | 0.00367 | 0.02131 | 23.88
2888 | 0.0004 | 0.07252 | 31
2889 | 0.00013 | 0.14723 | 30.62
2890 | 0.00841 | 0.2698 | 29.58
2891 | 0.00739 | 0.32318 | 28.6
2892 | 0.01841 | 0.36871 | 21.2
2893 | 0.05852 | 0.47897 | 14.62
2894 | 0.13538 | 0.43304 | 7.18
2895 | 0.13939 | 0.46481 | 10.19
2896 | 0.10567 | 0.41961 | 22.88
2897 | 0.06775 | 0.31281 | 30.72
2898 | 0.08369 | 0.24249 | 35.55
2899 | 0.1043 | 0.11617 | 37.81
2900 | 0.09496 | 0.04154 | 37.79
2901 | 0.09366 | 0.00178 | 38.76
2902 | 0.09758 | 0 | 32.49
2903 | 0.18888 | 0 | 32.16
2904 | 0.32815 | 0 | 29.7
2905 | 0.41101 | 0 | 29.16
2906 | 0.52513 | 0 | 27.69
2907 | 0.57906 | 0 | 26.97
2908 | 0.56376 | 0 | 31.93
2909 | 0.5596 | 0 | 41.75
2910 | 0.50376 | 0 | 45.52
2911 | 0.31381 | 0.02725 | 47.18
2912 | 0.26067 | 0.14576 | 43.3
2913 | 0.2136 | 0.28639 | 41.63
2914 | 0.26628 | 0.40027 | 40.14
2915 | 0.22288 | 0.41223 | 39.07
2916 | 0.3402 | 0.35947 | 38.17
2917 | 0.4665 | 0.46175 | 37.2
2918 | 0.5554 | 0.47698 | 37
2919 | 0.56064 | 0.48918 | 37.48
2920 | 0.62815 | 0.32534 | 40.41
2921 | 0.69118 | 0.28388 | 45.98
2922 | 0.67757 | 0.22975 | 47.18
2923 | 0.63253 | 0.15984 | 45.1
2924 | 0.62903 | 0.03007 | 43.12
2925 | 0.56994 | 0.00089 | 44.72
2926 | 0.51621 | 0 | 41.71
2927 | 0.31738 | 0 | 33.29
2928 | 0.26403 | 0 | 34.9
2929 | 0.21156 | 0 | 33.6
2930 | 0.16934 | 0 | 32.48
2931 | 0.14347 | 0 | 33.1
2932 | 0.18792 | 0 | 35.96
2933 | 0.2136 | 0 | 41.95
2934 | 0.21258 | 0 | 46.99
2935 | 0.16845 | 0.02093 | 50.1
2936 | 0.08249 | 0.10925 | 47.94
2937 | 0.03042 | 0.24127 | 46.9
2938 | 0.00595 | 0.47054 | 46.47
2939 | 0.0007 | 0.52351 | 43.7
2940 | 0.01557 | 0.60862 | 40.64
2941 | 0.06722 | 0.65982 | 37.98
2942 | 0.15871 | 0.63262 | 35.61
2943 | 0.20954 | 0.50432 | 35.47
2944 | 0.27193 | 0.43353 | 38.89
2945 | 0.3633 | 0.36847 | 42.01
2946 | 0.46769 | 0.30393 | 43.96
2947 | 0.48531 | 0.16946 | 44.57
2948 | 0.41833 | 0.05984 | 44.92
2949 | 0.31976 | 0.00267 | 45.37
2950 | 0.24415 | 0 | 42.01
2951 | 0.13698 | 0 | 39.72
2952 | 0.09302 | 0 | 37.26
2953 | 0.08429 | 0 | 35.56
2954 | 0.09691 | 0 | 34.9
2955 | 0.11271 | 0 | 34.98
2956 | 0.15183 | 0 | 34.51
2957 | 0.18984 | 0 | 35.59
2958 | 0.28682 | 0 | 40.87
2959 | 0.42928 | 0.02645 | 45
2960 | 0.50831 | 0.13125 | 45.07
2961 | 0.58899 | 0.2652 | 43.62
2962 | 0.64196 | 0.44791 | 42.65
2963 | 0.34383 | 0.50014 | 40.56
2964 | 0.4498 | 0.58748 | 36.98
2965 | 0.66076 | 0.58271 | 34.95
2966 | 0.6834 | 0.63187 | 31.14
2967 | 0.61279 | 0.61719 | 28.59
2968 | 0.65275 | 0.64519 | 30
2969 | 0.67978 | 0.53913 | 34.59
2970 | 0.68626 | 0.40167 | 38.53
2971 | 0.68979 | 0.23455 | 44.81
2972 | 0.69734 | 0.07694 | 45.5
2973 | 0.70069 | 0.00359 | 45.92
2974 | 0.64699 | 0 | 44.3
2975 | 0.41467 | 0 | 35.19
2976 | 0.26628 | 0 | 32.02
2977 | 0.22183 | 0 | 29.15
2978 | 0.1937 | 0 | 29.33
2979 | 0.18984 | 0 | 26.47
2980 | 0.23128 | 0 | 26.1
2981 | 0.25733 | 0 | 28.05
2982 | 0.28221 | 0 | 29.01
2983 | 0.28451 | 0.03322 | 31.35
2984 | 0.24415 | 0.17382 | 31.62
2985 | 0.17207 | 0.34431 | 30.38
2986 | 0.10705 | 0.5086 | 29.98
2987 | 0.03213 | 0.63199 | 30.62
2988 | 0.0062 | 0.67202 | 29.26
2989 | 0.00028 | 0.70159 | 19.01
2990 | 0 | 0.64141 | 18.58
2991 | 0 | 0.64561 | 21.72
2992 | 0.00051 | 0.61501 | 27.43
2993 | 0.00857 | 0.47454 | 32.44
2994 | 0.02353 | 0.34018 | 38.47
2995 | 0.01841 | 0.18428 | 42.03
2996 | 0.02942 | 0.05598 | 45.06
2997 | 0.19273 | 0.00446 | 46.47
2998 | 0.42563 | 0 | 42.1
2999 | 0.55011 | 0 | 41.11
3000 | 0.41223 | 0 | 36.97
3001 | 0.32935 | 0 | 36.18
3002 | 0.28798 | 0 | 35
3003 | 0.27762 | 0 | 33.87
3004 | 0.29262 | 0 | 36.35
3005 | 0.24851 | 0 | 45.85
3006 | 0.19662 | 0 | 51.63
3007 | 0.1785 | 0.03726 | 48.84
3008 | 0.13221 | 0.14753 | 45.22
3009 | 0.11342 | 0.28279 | 45.18
3010 | 0.1009 | 0.40849 | 45.77
3011 | 0.03992 | 0.49803 | 45.32
3012 | 0.04315 | 0.50023 | 44.19
3013 | 0.04274 | 0.6 | 42.08
3014 | 0.03042 | 0.56637 | 41.09
3015 | 0.02184 | 0.54711 | 41.16
3016 | 0.01918 | 0.50957 | 43.87
3017 | 0.00936 | 0.35261 | 47.19
3018 | 0.00441 | 0.27363 | 54.4
3019 | 0.00051 | 0.14251 | 56.14
3020 | 4e-05 | 0.05771 | 56.14
3021 | 4e-05 | 0.00446 | 55
3022 | 0.00015 | 0 | 45.66
3023 | 0.00146 | 0 | 42.32
3024 | 0.0017 | 0 | 40.98
3025 | 5e-05 | 0 | 40.8
3026 | 0.00099 | 0 | 40.03
3027 | 0.03213 | 0 | 40.03
3028 | 0.04827 | 0 | 42.71
3029 | 0.03462 | 0 | 51.59
3030 | 0.0807 | 0 | 60.16
3031 | 0.16665 | 0.0307 | 63.9
3032 | 0.26966 | 0.08593 | 57.53
3033 | 0.32335 | 0.13466 | 55.11
3034 | 0.37552 | 0.22838 | 54.03
3035 | 0.3499 | 0.24909 | 50.94
3036 | 0.46531 | 0.32478 | 48.94
3037 | 0.46175 | 0.39251 | 48
3038 | 0.40857 | 0.38542 | 46.77
3039 | 0.30788 | 0.53611 | 47.1
3040 | 0.35598 | 0.46986 | 48.94
3041 | 0.48414 | 0.39033 | 54
3042 | 0.573 | 0.10659 | 62.57
3043 | 0.69531 | 0.07165 | 52.94
3044 | 0.71164 | 0.01245 | 55
3045 | 0.58207 | 0.00178 | 50.98
3046 | 0.54584 | 0 | 45
3047 | 0.75048 | 0 | 44.18
3048 | 0.72835 | 0 | 39.03
3049 | 0.81697 | 0 | 35.96
3050 | 0.83309 | 0 | 35.79
3051 | 0.83369 | 0 | 35.08
3052 | 0.83382 | 0 | 34.64
3053 | 0.83759 | 0 | 33.96
3054 | 0.83587 | 0 | 39.48
3055 | 0.80922 | 0.02889 | 44.49
3056 | 0.8219 | 0.15518 | 46.2
3057 | 0.77347 | 0.23331 | 44.66
3058 | 0.78994 | 0.40316 | 43.5
3059 | 0.79937 | 0.5499 | 42.87
3060 | 0.82415 | 0.66773 | 38.19
3061 | 0.83648 | 0.70029 | 35.78
3062 | 0.83639 | 0.68024 | 34.9
3063 | 0.84122 | 0.73664 | 34.38
3064 | 0.82393 | 0.58953 | 33
3065 | 0.82561 | 0.52427 | 37.35
3066 | 0.81309 | 0.30752 | 39.19
3067 | 0.762 | 0.12589 | 39.61
3068 | 0.5224 | 0.0098 | 38.01
3069 | 0.63473 | 0.00445 | 37.28
3070 | 0.81835 | 0 | 34.16
3071 | 0.77912 | 0 | 33.92
3072 | 0.80785 | 0 | 32.01
3073 | 0.8385 | 0 | 30.26
3074 | 0.84052 | 0 | 30.69
3075 | 0.83668 | 0 | 33.1
3076 | 0.83523 | 0 | 37.07
3077 | 0.82012 | 0 | 45.99
3078 | 0.81992 | 0 | 49.92
3079 | 0.8217 | 0.03015 | 54.66
3080 | 0.80742 | 0.09592 | 52.19
3081 | 0.75987 | 0.23979 | 49.95
3082 | 0.64782 | 0.3937 | 49.93
3083 | 0.48996 | 0.44852 | 49.05
3084 | 0.4486 | 0.60989 | 47.76
3085 | 0.451 | 0.54213 | 45.76
3086 | 0.42199 | 0.46602 | 45.33
3087 | 0.41711 | 0.51722 | 45.54
3088 | 0.40613 | 0.48407 | 46.5
3089 | 0.33537 | 0.38331 | 47.55
3090 | 0.25512 | 0.21731 | 50.87
3091 | 0.18037 | 0.17795 | 50.72
3092 | 0.12526 | 0.07657 | 49.9
3093 | 0.07435 | 0.00535 | 49.07
3094 | 0.04233 | 0 | 44
3095 | 0.00767 | 0 | 40.1
3096 | 0.01447 | 0 | 38.83
3097 | 0.02353 | 0 | 37.54
3098 | 0.02353 | 0 | 37.25
3099 | 0.02353 | 0 | 37.17
3100 | 0.02239 | 0 | 39.02
3101 | 0.0149 | 0 | 47.63
3102 | 0.01321 | 0 | 54.58
3103 | 0.01602 | 0.0098 | 56.17
3104 | 0.03572 | 0.0338 | 53.07
3105 | 0.08188 | 0.06482 | 50.16
3106 | 0.2208 | 0.0989 | 46.93
3107 | 0.2674 | 0.10595 | 43.49
3108 | 0.36697 | 0.13039 | 39.02
3109 | 0.30434 | 0.11227 | 38.35
3110 | 0.04783 | 0.17097 | 37.36
3111 | 8e-05 | 0.25035 | 37.38
3112 | 0.00055 | 0.3665 | 42.7
3113 | 0.04915 | 0.33702 | 48.9
3114 | 0.27991 | 0.24453 | 50.48
3115 | 0.6246 | 0.17682 | 49.77
3116 | 0.74901 | 0.02937 | 51.45
3117 | 0.75241 | 0.00356 | 51.22
3118 | 0.7202 | 0 | 48.47
3119 | 0.70848 | 0 | 44.06
3120 | 0.7196 | 0 | 40
3121 | 0.75048 | 0 | 37.94
3122 | 0.79727 | 0 | 34.1
3123 | 0.78757 | 0 | 32.21
3124 | 0.7208 | 0 | 32.08
3125 | 0.56169 | 0 | 29.85
3126 | 0.25512 | 0.00089 | 29.22
3127 | 0.13778 | 0.03586 | 28.77
3128 | 0.17665 | 0.15517 | 30.08
3129 | 0.2366 | 0.34142 | 27.05
3130 | 0.26403 | 0.4745 | 27.95
3131 | 0.12756 | 0.5738 | 31.85
3132 | 0.18602 | 0.66975 | 33.28
3133 | 0.31499 | 0.74235 | 28.77
3134 | 0.42199 | 0.72219 | 25.61
3135 | 0.50376 | 0.65654 | 23.55
3136 | 0.56169 | 0.67233 | 29.21
3137 | 0.56169 | 0.55491 | 37.36
3138 | 0.52844 | 0.39957 | 39.9
3139 | 0.47947 | 0.24314 | 37.88
3140 | 0.44379 | 0.08799 | 39.18
3141 | 0.38654 | 0.00622 | 41.51
3142 | 0.3402 | 0 | 38.67
3143 | 0.23128 | 0 | 37.42
3144 | 0.15439 | 0 | 31.88
3145 | 0.09956 | 0 | 29.56
3146 | 0.0886 | 0 | 26.25
3147 | 0.09626 | 0 | 25
3148 | 0.10986 | 0 | 24.04
3149 | 0.10916 | 0 | 24.6
3150 | 0.10776 | 0.0009 | 27.21
3151 | 0.11559 | 0.04692 | 30.14
3152 | 0.12526 | 0.18734 | 25.27
3153 | 0.12224 | 0.35547 | 16.98
3154 | 0.09691 | 0.51693 | 15.4
3155 | 0.12679 | 0.65329 | 16.4
3156 | 0.07491 | 0.74899 | 8.36
3157 | 0.03572 | 0.79995 | -5.16
3158 | 0.00904 | 0.79862 | -12.27
3159 | 0.00072 | 0.75515 | -1.27
3160 | 1e-05 | 0.66229 | 14.88
3161 | 0 | 0.53704 | 32.51
3162 | 8e-05 | 0.3895 | 35.07
3163 | 0.0097 | 0.23515 | 40
3164 | 0.09047 | 0.08715 | 40.87
3165 | 0.36086 | 0.00708 | 42.71
3166 | 0.60908 | 0 | 38.91
3167 | 0.6834 | 0 | 37.72
3168 | 0.64782 | 0 | 32.67
3169 | 0.64449 | 0 | 31.81
3170 | 0.64865 | 0 | 31.12
3171 | 0.63078 | 0 | 30.57
3172 | 0.63078 | 0 | 35.73
3173 | 0.6228 | 0 | 46.16
3174 | 0.60721 | 0.00179 | 53.01
3175 | 0.60533 | 0.04816 | 53.01
3176 | 0.65436 | 0.19098 | 47.26
3177 | 0.667 | 0.36127 | 40
3178 | 0.62011 | 0.52495 | 36.7
3179 | 0.54477 | 0.6634 | 34.7
3180 | 0.49804 | 0.76365 | 32.74
3181 | 0.4534 | 0.81833 | 31.33
3182 | 0.41589 | 0.82491 | 30.98
3183 | 0.43291 | 0.78359 | 32.06
3184 | 0.48181 | 0.69542 | 30.35
3185 | 0.54262 | 0.56865 | 43.6
3186 | 0.58603 | 0.41244 | 48.95
3187 | 0.63426 | 0.24453 | 44.75
3188 | 0.66468 | 0.09039 | 47.61
3189 | 0.70657 | 0.00707 | 46.88
3190 | 0.73664 | 0 | 41.26
3191 | 0.7694 | 0 | 38.34
3192 | 0.79224 | 0 | 35.83
3193 | 0.80947 | 0 | 35.32
3194 | 0.81542 | 0 | 34.96
3195 | 0.80083 | 0 | 35.6
3196 | 0.77853 | 0 | 38.79
3197 | 0.74245 | 0 | 45.34
3198 | 0.72948 | 0.00178 | 52.01
3199 | 0.73172 | 0.05019 | 55.53
3200 | 0.71598 | 0.1951 | 46.98
3201 | 0.68412 | 0.36497 | 40.71
3202 | 0.64947 | 0.52807 | 36.3
3203 | 0.6783 | 0.66554 | 34.26
3204 | 0.69256 | 0.7631 | 34
3205 | 0.68697 | 0.81576 | 33.84
3206 | 0.69531 | 0.82248 | 34.04
3207 | 0.69868 | 0.7796 | 34.93
3208 | 0.69868 | 0.68394 | 37.3
3209 | 0.71659 | 0.55926 | 43.95
3210 | 0.73984 | 0.39734 | 47.91
3211 | 0.74348 | 0.23798 | 46.06
3212 | 0.75384 | 0.09336 | 46.02
3213 | 0.7694 | 0.00793 | 45.19
3214 | 0.78406 | 0 | 40.36
3215 | 0.78477 | 0 | 37.1
3216 | 0.76603 | 0 | 35.68
3217 | 0.75666 | 0 | 35.57
3218 | 0.76166 | 0 | 35.44
3219 | 0.74245 | 0 | 34.38
3220 | 0.70002 | 0 | 36.21
3221 | 0.6731 | 0 | 43.61
3222 | 0.69667 | 0.00267 | 50.99
3223 | 0.70267 | 0.05264 | 55.07
3224 | 0.66468 | 0.19513 | 47.82
3225 | 0.64782 | 0.36742 | 44.84
3226 | 0.58306 | 0.52999 | 40.94
3227 | 0.49227 | 0.67043 | 38.77
3228 | 0.4888 | 0.76845 | 35.67
3229 | 0.56273 | 0.79995 | 35.57
3230 | 0.56169 | 0.79572 | 34.28
3231 | 0.40246 | 0.73475 | 35.52
3232 | 0.24415 | 0.65512 | 40
3233 | 0.35355 | 0.53717 | 44.11
3234 | 0.46056 | 0.38771 | 45.8
3235 | 0.47123 | 0.23394 | 44.37
3236 | 0.46769 | 0.09317 | 43.23
3237 | 0.56583 | 0.00882 | 43.5
3238 | 0.62903 | 0 | 38.91
3239 | 0.57199 | 0 | 34.5
3240 | 0.58603 | 0 | 34.5
3241 | 0.65111 | 0 | 34.01
3242 | 0.64196 | 0 | 32.07
3243 | 0.6246 | 0 | 33.09
3244 | 0.60628 | 0 | 35.05
3245 | 0.54584 | 0 | 42.7
3246 | 0.47829 | 0.00178 | 47.21
3247 | 0.41467 | 0.04001 | 49.3
3248 | 0.46056 | 0.10488 | 45.06
3249 | 0.51957 | 0.18087 | 44.23
3250 | 0.48414 | 0.25538 | 43.93
3251 | 0.41467 | 0.36814 | 41.7
3252 | 0.31499 | 0.4706 | 39.97
3253 | 0.18507 | 0.54 | 38.87
3254 | 0.07893 | 0.50722 | 37.97
3255 | 0.04525 | 0.3886 | 35.9
3256 | 0.07266 | 0.28994 | 39.05
3257 | 0.16576 | 0.18238 | 40.97
3258 | 0.26515 | 0.12305 | 42.8
3259 | 0.28567 | 0.09573 | 41.58
3260 | 0.26628 | 0.0432 | 41.38
3261 | 0.2208 | 0.00619 | 40.83
3262 | 0.2136 | 0 | 36.79
3263 | 0.25622 | 0 | 35.7
3264 | 0.32335 | 0 | 35.18
3265 | 0.36697 | 0 | 34.25
3266 | 0.3402 | 0 | 33.79
3267 | 0.26179 | 0 | 34
3268 | 0.19858 | 0 | 36.09
3269 | 0.16486 | 0 | 41.13
3270 | 0.20353 | 0.00178 | 47.04
3271 | 0.24091 | 0.03872 | 51.12
3272 | 0.18602 | 0.11171 | 49.17
3273 | 0.11199 | 0.227 | 46.27
3274 | 0.05513 | 0.4326 | 46.03
3275 | 0.05803 | 0.51173 | 44.86
3276 | 0.06151 | 0.58026 | 41.6
3277 | 0.03535 | 0.56665 | 39.15
3278 | 0.01579 | 0.6236 | 38.49
3279 | 0.04032 | 0.59663 | 39.04
3280 | 0.11559 | 0.44821 | 42.53
3281 | 0.18318 | 0.39232 | 45.7
3282 | 0.25071 | 0.32606 | 48.06
3283 | 0.29846 | 0.18086 | 47.15
3284 | 0.32335 | 0.0692 | 42.49
3285 | 0.3499 | 0.00977 | 48.32
3286 | 0.32575 | 0 | 43.47
3287 | 0.28221 | 0 | 37.37
3288 | 0.2674 | 0 | 34.39
3289 | 0.27193 | 0 | 34.85
3290 | 0.21873 | 0 | 34.11
3291 | 0.16576 | 0 | 34.76
3292 | 0.13698 | 0 | 33.42
3293 | 0.10636 | 0 | 33.92
3294 | 0.07435 | 0.00268 | 36.24
3295 | 0.04783 | 0.04423 | 38.99
3296 | 0.03213 | 0.08996 | 37.52
3297 | 0.01165 | 0.18219 | 35.12
3298 | 0.01128 | 0.32309 | 34.79
3299 | 0.01943 | 0.3734 | 33.9
3300 | 0.02382 | 0.57874 | 33.05
3301 | 0.05513 | 0.69902 | 32.36
3302 | 0.08922 | 0.72575 | 33.25
3303 | 0.08188 | 0.55931 | 34.1
3304 | 0.05279 | 0.51909 | 35.36
3305 | 0.07893 | 0.37602 | 39.08
3306 | 0.17573 | 0.36266 | 40.99
3307 | 0.33175 | 0.19579 | 45.17
3308 | 0.33416 | 0.06334 | 44.75
3309 | 0.31499 | 0.00798 | 44.96
3310 | 0.25956 | 0 | 42
3311 | 0.12224 | 0 | 39.66
3312 | 0.13939 | 0 | 36.02
3313 | 0.18037 | 0 | 35
3314 | 0.18984 | 0 | 34.03
3315 | 0.16486 | 0 | 32.63
3316 | 0.16486 | 0 | 32.37
3317 | 0.18697 | 0 | 33.37
3318 | 0.22706 | 0.00267 | 34.04
3319 | 0.2674 | 0.05149 | 35.07
3320 | 0.26628 | 0.14452 | 35.02
3321 | 0.24633 | 0.27066 | 34.08
3322 | 0.20652 | 0.35214 | 34.1
3323 | 0.12832 | 0.44137 | 33.8
3324 | 0.16133 | 0.57179 | 29.64
3325 | 0.28106 | 0.53959 | 27.41
3326 | 0.50033 | 0.61498 | 27.49
3327 | 0.64196 | 0.51229 | 30.28
3328 | 0.67007 | 0.53175 | 34.47
3329 | 0.5596 | 0.48627 | 38.28
3330 | 0.40613 | 0.34641 | 42.28
3331 | 0.35355 | 0.22431 | 42.34
3332 | 0.33778 | 0.09372 | 41.71
3333 | 0.32095 | 0.00974 | 43.33
3334 | 0.31499 | 0 | 38.94
3335 | 0.26628 | 0 | 37.3
3336 | 0.25622 | 0 | 35
3337 | 0.23875 | 0 | 34.55
3338 | 0.2177 | 0 | 33.51
3339 | 0.25622 | 0 | 33.77
3340 | 0.25733 | 0 | 36.04
3341 | 0.26291 | 0 | 44.31
3342 | 0.25622 | 0.00268 | 55.01
3343 | 0.22183 | 0.05663 | 57.38
3344 | 0.19467 | 0.15602 | 57.45
3345 | 0.16221 | 0.26351 | 56.63
3346 | 0.09561 | 0.42311 | 55.5
3347 | 0.01557 | 0.51565 | 51.99
3348 | 0.0062 | 0.66458 | 50.29
3349 | 0.04398 | 0.73463 | 47.59
3350 | 0.14183 | 0.77433 | 45.06
3351 | 0.25844 | 0.71415 | 43.25
3352 | 0.36086 | 0.63374 | 46.09
3353 | 0.43291 | 0.50266 | 47.91
3354 | 0.49573 | 0.38747 | 49.39
3355 | 0.48531 | 0.24952 | 46.18
3356 | 0.43775 | 0.10084 | 45.8
3357 | 0.34747 | 0.01064 | 44.17
3358 | 0.30434 | 0 | 37.66
3359 | 0.18984 | 0 | 35.2
3360 | 0.16665 | 0 | 34.44
3361 | 0.14265 | 0 | 33.12
3362 | 0.13459 | 0 | 31.49
3363 | 0.12149 | 0 | 32.37
3364 | 0.09366 | 0 | 33.03
3365 | 0.07893 | 0 | 40.07
3366 | 0.05803 | 0.00357 | 48.06
3367 | 0.04827 | 0.05709 | 57.61
3368 | 0.03535 | 0.15708 | 55
3369 | 0.01557 | 0.31137 | 52.52
3370 | 0.0022 | 0.49199 | 51.15
3371 | 0.00129 | 0.64509 | 49.85
3372 | 0.0007 | 0.74071 | 46.27
3373 | 0.00202 | 0.76595 | 43.52
3374 | 0.01301 | 0.74162 | 38.98
3375 | 0.03953 | 0.75126 | 38.6
3376 | 0.1291 | 0.65303 | 39.6
3377 | 0.25512 | 0.56595 | 45.95
3378 | 0.32935 | 0.41431 | 46.96
3379 | 0.33778 | 0.25128 | 44.87
3380 | 0.31143 | 0.10461 | 44.11
3381 | 0.2674 | 0.01061 | 43.45
3382 | 0.1785 | 0 | 37.39
3383 | 0.12603 | 0 | 32.66
3384 | 0.13221 | 0 | 32.5
3385 | 0.19176 | 0 | 29.66
3386 | 0.2177 | 0 | 29
3387 | 0.21565 | 0 | 29.61
3388 | 0.22917 | 0 | 33.09
3389 | 0.18602 | 0 | 37.6
3390 | 0.13144 | 0.00355 | 46.6
3391 | 0.10567 | 0.06094 | 50.35
3392 | 0.07835 | 0.18839 | 48.37
3393 | 0.0461 | 0.34323 | 45.77
3394 | 0.01768 | 0.49736 | 42.41
3395 | 0.00595 | 0.63251 | 40.99
3396 | 0.00841 | 0.73728 | 38.65
3397 | 0.00953 | 0.76587 | 36.99
3398 | 0.00953 | 0.77705 | 36.02
3399 | 0.00711 | 0.74584 | 35.71
3400 | 0.0035 | 0.67322 | 39
3401 | 0.00129 | 0.56247 | 42.85
3402 | 0.00031 | 0.41637 | 47.47
3403 | 1e-05 | 0.25144 | 48.99
3404 | 0 | 0.09878 | 48.14
3405 | 0 | 0.01324 | 48.45
3406 | 0.00019 | 0 | 41.16
3407 | 0.02716 | 0 | 35.8
3408 | 0.03076 | 0 | 33.32
3409 | 0.01719 | 0 | 32.37
3410 | 0.01146 | 0 | 30.14
3411 | 0.00658 | 0 | 27.41
3412 | 0.00422 | 0 | 30.79
3413 | 0.00441 | 0 | 36.74
3414 | 0.00146 | 0.00443 | 46.77
3415 | 0.0011 | 0.05447 | 47.06
3416 | 0.00089 | 0.14675 | 40.86
3417 | 0 | 0.24071 | 35.85
3418 | 1e-05 | 0.30289 | 35.6
3419 | 0.00698 | 0.45814 | 35.56
3420 | 0.00287 | 0.59466 | 35.74
3421 | 0.00039 | 0.66472 | 35.55
3422 | 0.00027 | 0.74472 | 36.76
3423 | 0.0017 | 0.73777 | 37.57
3424 | 0.0339 | 0.56703 | 43.04
3425 | 0.1291 | 0.50438 | 48.55
3426 | 0.21055 | 0.31075 | 52.38
3427 | 0.32575 | 0.20551 | 50.15
3428 | 0.4049 | 0.09423 | 49.45
3429 | 0.3633 | 0.01146 | 49.41
3430 | 0.33055 | 0 | 45.27
3431 | 0.33416 | 0 | 39.9
3432 | 0.37186 | 0 | 35.24
3433 | 0.31025 | 0 | 34.08
3434 | 0.2334 | 0 | 32.37
3435 | 0.19957 | 0 | 25.69
3436 | 0.20253 | 0 | 29.7
3437 | 0.27991 | 0 | 38.03
3438 | 0.33055 | 0.00356 | 47.14
3439 | 0.33055 | 0.06255 | 50.95
3440 | 0.33416 | 0.19414 | 45.94
3441 | 0.31976 | 0.36495 | 43.78
3442 | 0.28451 | 0.50408 | 39.54
3443 | 0.19662 | 0.6285 | 37.48
3444 | 0.1908 | 0.6834 | 35.85
3445 | 0.26403 | 0.73784 | 35.35
3446 | 0.43534 | 0.72426 | 35
3447 | 0.53503 | 0.6837 | 35.08
3448 | 0.61002 | 0.45123 | 36.64
3449 | 0.63771 | 0.40029 | 41.64
3450 | 0.66076 | 0.2875 | 44.88
3451 | 0.65598 | 0.18928 | 41.05
3452 | 0.63771 | 0.09379 | 39.26
3453 | 0.6246 | 0.01323 | 45.06
3454 | 0.54692 | 0 | 41.89
3455 | 0.42563 | 0 | 41.97
3456 | 0.36208 | 0 | 37.15
3457 | 0.36574 | 0 | 35.07
3458 | 0.38532 | 0 | 34.03
3459 | 0.39879 | 0 | 33.84
3460 | 0.4232 | 0 | 33.09
3461 | 0.45818 | 0 | 34.05
3462 | 0.47123 | 0.00356 | 35.11
3463 | 0.38287 | 0.05501 | 37.7
3464 | 0.26628 | 0.11471 | 37.56
3465 | 0.16576 | 0.1992 | 36.32
3466 | 0.13221 | 0.26232 | 35.2
3467 | 0.10226 | 0.32176 | 34.24
3468 | 0.11852 | 0.44708 | 33.01
3469 | 0.14595 | 0.48287 | 31.42
3470 | 0.22917 | 0.48695 | 31.35
3471 | 0.31857 | 0.54533 | 32.08
3472 | 0.4049 | 0.44454 | 34.19
3473 | 0.46531 | 0.40973 | 37.48
3474 | 0.50376 | 0.31263 | 41.12
3475 | 0.49573 | 0.18229 | 44.47
3476 | 0.4522 | 0.09543 | 44.71
3477 | 0.41467 | 0.01325 | 44.47
3478 | 0.41955 | 0 | 40.58
3479 | 0.38899 | 0 | 36.4
3480 | 0.35233 | 0 | 33.04
3481 | 0.30788 | 0 | 28.02
3482 | 0.22706 | 0 | 13.53
3483 | 0.17207 | 0 | 22.23
3484 | 0.15958 | 0 | 13.38
3485 | 0.15784 | 0 | 14.63
3486 | 0.15439 | 0.00354 | 18.65
3487 | 0.15958 | 0.04146 | 24.58
3488 | 0.15697 | 0.1008 | 20.87
3489 | 0.15871 | 0.16456 | 18.69
3490 | 0.14678 | 0.27008 | 21.79
3491 | 0.09561 | 0.32779 | 18.38
3492 | 0.18037 | 0.39996 | 3.68
3493 | 0.30788 | 0.31943 | -7.3
3494 | 0.37797 | 0.37589 | -3.93
3495 | 0.42928 | 0.38254 | 4.67
3496 | 0.47477 | 0.37582 | 18.65
3497 | 0.49918 | 0.28432 | 33.01
3498 | 0.46531 | 0.22726 | 36.63
3499 | 0.4462 | 0.14955 | 37.16
3500 | 0.42806 | 0.05707 | 36.59
3501 | 0.36086 | 0.00795 | 36.37
3502 | 0.30788 | 0 | 32.45
3503 | 0.21873 | 0 | 21.94
3504 | 0.22288 | 0 | 16.09
3505 | 0.21156 | 0 | 15.25
3506 | 0.22183 | 0 | 14.09
3507 | 0.25622 | 0 | 19.65
3508 | 0.3067 | 0 | 28.76
3509 | 0.37186 | 0 | 28.12
3510 | 0.47477 | 0.00533 | 43.75
3511 | 0.49112 | 0.05629 | 43.35
3512 | 0.45459 | 0.15314 | 42.37
3513 | 0.40979 | 0.26385 | 39.74
3514 | 0.36697 | 0.35732 | 39.27
3515 | 0.40246 | 0.50765 | 38.03
3516 | 0.43896 | 0.66636 | 38
3517 | 0.41223 | 0.6879 | 36.43
3518 | 0.50147 | 0.7378 | 35.89
3519 | 0.6746 | 0.65966 | 35.46
3520 | 0.72892 | 0.58586 | 27.13
3521 | 0.76032 | 0.49074 | 32.78
3522 | 0.77816 | 0.35549 | 33.98
3523 | 0.77023 | 0.21164 | 29.13
3524 | 0.7202 | 0.08805 | 28.37
3525 | 0.70785 | 0.01595 | 37.72
3526 | 0.68697 | 0 | 38.64
3527 | 0.63686 | 0 | 34.07
3528 | 0.59192 | 0 | 30.62
3529 | 0.60815 | 0 | 29.5
3530 | 0.6334 | 0 | 29.94
3531 | 0.71039 | 0 | 24.17
3532 | 0.73172 | 0 | 27.73
3533 | 0.74552 | 0 | 27.21
3534 | 0.7208 | 0.00356 | 34.36
3535 | 0.70657 | 0.04848 | 36.86
3536 | 0.67757 | 0.1608 | 41.33
3537 | 0.65029 | 0.21766 | 42.9
3538 | 0.6299 | 0.41318 | 45.68
3539 | 0.60628 | 0.53783 | 44.95
3540 | 0.64782 | 0.63992 | 39.08
3541 | 0.72139 | 0.65044 | 34.79
3542 | 0.75145 | 0.70773 | 33.05
3543 | 0.75987 | 0.59125 | 30.25
3544 | 0.76298 | 0.552 | 31.58
3545 | 0.73984 | 0.49546 | 33.58
3546 | 0.74245 | 0.3798 | 41.91
3547 | 0.74752 | 0.22702 | 31.29
3548 | 0.70201 | 0.09761 | 30.79
3549 | 0.60628 | 0.01418 | 38.77
3550 | 0.56376 | 0 | 34.07
3551 | 0.44379 | 0 | 34.4
3552 | 0.35842 | 0 | 33.07
3553 | 0.24307 | 0 | 30.57
3554 | 0.19957 | 0 | 28.4
3555 | 0.17943 | 0 | 23.53
3556 | 0.13698 | 0 | 30.63
3557 | 0.09824 | 0 | 34.73
3558 | 0.08985 | 0.00444 | 42.4
3559 | 0.07266 | 0.04734 | 46.45
3560 | 0.12988 | 0.12385 | 45.81
3561 | 0.21873 | 0.17045 | 38.92
3562 | 0.38042 | 0.13831 | 38.39
3563 | 0.4522 | 0.23681 | 40.89
3564 | 0.56892 | 0.18691 | 39.9
3565 | 0.61371 | 0.36525 | 39.92
3566 | 0.64947 | 0.34984 | 38.29
3567 | 0.66233 | 0.36928 | 33.35
3568 | 0.6731 | 0.47278 | 41.01
3569 | 0.65436 | 0.36015 | 40.89
3570 | 0.62011 | 0.32907 | 45.33
3571 | 0.58207 | 0.20532 | 38.95
3572 | 0.53065 | 0.07211 | 38.65
3573 | 0.46056 | 0.01414 | 40.77
3574 | 0.41223 | 0 | 34.55
3575 | 0.39634 | 0 | 32.1
3576 | 0.4232 | 0 | 28.6
3577 | 0.38409 | 0 | 24.54
3578 | 0.34383 | 0 | 14.7
3579 | 0.34262 | 0 | 8.6
3580 | 0.34869 | 0 | 8.25
3581 | 0.34262 | 0 | 8.4
3582 | 0.27079 | 0.00443 | 12.04
3583 | 0.20154 | 0.03919 | 13.58
3584 | 0.16665 | 0.12459 | 10.78
3585 | 0.15014 | 0.23631 | 9.16
3586 | 0.12 | 0.33098 | 10.95
3587 | 0.03609 | 0.47654 | 13.92
3588 | 0.05852 | 0.56743 | 10.06
3589 | 0.06616 | 0.6048 | 7.43
3590 | 0.06829 | 0.57872 | 7.03
3591 | 0.07778 | 0.67863 | 10.79
3592 | 0.08551 | 0.63009 | 22.46
3593 | 0.07156 | 0.52308 | 27.23
3594 | 0.04398 | 0.4155 | 34.24
3595 | 0.02561 | 0.25176 | 35.04
3596 | 0.02022 | 0.10974 | 35.98
3597 | 0.02022 | 0.01503 | 40.34
3598 | 0.01768 | 0 | 36.69
3599 | 0.00341 | 0 | 32.02
3600 | 0.00333 | 0 | 29.49
3601 | 0.00258 | 0 | 27.33
3602 | 0.00238 | 0 | 26.28
3603 | 0.00121 | 0 | 27.22
3604 | 0.00019 | 0 | 29.07
3605 | 6e-05 | 0 | 35
3606 | 5e-05 | 0.00622 | 41.05
3607 | 0.00022 | 0.06854 | 41.49
3608 | 0.0017 | 0.19798 | 39.78
3609 | 0.00537 | 0.35212 | 37
3610 | 0.00841 | 0.51503 | 35.63
3611 | 0.01672 | 0.64237 | 34.17
3612 | 0.03008 | 0.74481 | 30.51
3613 | 0.03144 | 0.79617 | 30
3614 | 0.02022 | 0.79999 | 29.14
3615 | 0.01128 | 0.76311 | 27.29
3616 | 0.00595 | 0.6834 | 28.45
3617 | 0.00137 | 0.56736 | 34.76
3618 | 7e-05 | 0.42034 | 38.14
3619 | 0 | 0.2677 | 35.06
3620 | 3e-05 | 0.11948 | 38.79
3621 | 0.0006 | 0.01501 | 43.98
3622 | 0.00146 | 0 | 40
3623 | 0.00953 | 0 | 33.63
3624 | 0.00857 | 0 | 31.03
3625 | 0.02022 | 0 | 28.23
3626 | 0.0311 | 0 | 21.63
3627 | 0.04398 | 0 | 19.13
3628 | 0.07101 | 0 | 21.09
3629 | 0.10023 | 0 | 21.34
3630 | 0.1291 | 0.00528 | 26.79
3631 | 0.15268 | 0.07019 | 30.14
3632 | 0.1785 | 0.20779 | 29.95
3633 | 0.20154 | 0.36648 | 27.99
3634 | 0.21462 | 0.5186 | 26.93
3635 | 0.25071 | 0.64787 | 27.89
3636 | 0.33537 | 0.74459 | 24.06
3637 | 0.29729 | 0.79804 | 20.85
3638 | 0.24198 | 0.80636 | 25.77
3639 | 0.2334 | 0.76312 | 27.57
3640 | 0.21667 | 0.6638 | 29.09
3641 | 0.18412 | 0.53859 | 33.37
3642 | 0.14595 | 0.38247 | 40.15
3643 | 0.12224 | 0.23175 | 34.08
3644 | 0.12679 | 0.10932 | 34.38
3645 | 0.12375 | 0.02016 | 40.36
3646 | 0.13939 | 0 | 37.6
3647 | 0.19273 | 0 | 27.03
3648 | 0.2366 | 0 | 28.55
3649 | 0.29146 | 0 | 27.5
3650 | 0.29846 | 0 | 18.08
3651 | 0.24524 | 0 | 12.95
3652 | 0.17025 | 0 | 10.39
3653 | 0.09111 | 0 | 6.42
3654 | 0.05372 | 0.00704 | 11.73
3655 | 0.06829 | 0.0685 | 13.74
3656 | 0.12832 | 0.19686 | 13.86
3657 | 0.18037 | 0.34516 | 11.76
3658 | 0.20853 | 0.45143 | 11.9
3659 | 0.12603 | 0.58707 | 8.91
3660 | 0.21462 | 0.65007 | 3.5
3661 | 0.31738 | 0.65879 | -9.02
3662 | 0.26403 | 0.50894 | -0.48
3663 | 0.29146 | 0.43948 | 3.5
3664 | 0.31499 | 0.41608 | 18.79
3665 | 0.30434 | 0.32025 | 25.82
3666 | 0.37797 | 0.291 | 37.41
3667 | 0.42199 | 0.15722 | 38.13
3668 | 0.34262 | 0.05724 | 37.14
3669 | 0.30199 | 0.00617 | 37.12
3670 | 0.33416 | 0 | 29.85
3671 | 0.35355 | 0 | 26.61
3672 | 0.39144 | 0 | 23.34
3673 | 0.31025 | 0 | 20.78
3674 | 0.2177 | 0 | 17.71
3675 | 0.16665 | 0 | 14.51
3676 | 0.10023 | 0 | 21.16
3677 | 0.0886 | 0 | 22.24
3678 | 0.05609 | 0.00531 | 41.46
3679 | 0.03462 | 0.05921 | 45.02
3680 | 0.03646 | 0.16391 | 41.81
3681 | 0.03572 | 0.2948 | 39.36
3682 | 0.03836 | 0.39597 | 37.71
3683 | 0.02211 | 0.52321 | 36.25
3684 | 0.01183 | 0.65804 | 35.46
3685 | 0.02296 | 0.76045 | 35.23
3686 | 0.07156 | 0.75242 | 35.68
3687 | 0.10023 | 0.71522 | 35.69
3688 | 0.10916 | 0.61256 | 38.13
3689 | 0.09111 | 0.48636 | 45.42
3690 | 0.07435 | 0.36052 | 50.5
3691 | 0.05901 | 0.22256 | 48.91
3692 | 0.03992 | 0.12263 | 44.94
3693 | 0.01743 | 0.02113 | 45.96
3694 | 0.00685 | 0 | 41.4
3695 | 0.00151 | 0 | 34.74
3696 | 0.00645 | 0 | 32.99
3697 | 0.02353 | 0 | 31.86
3698 | 0.05005 | 0 | 28.28
3699 | 0.02748 | 0 | 24.49
3700 | 0.03992 | 0 | 25.14
3701 | 0.12375 | 0 | 30.74
3702 | 0.15525 | 0.00265 | 37.98
3703 | 0.1493 | 0.02309 | 47.69
3704 | 0.19273 | 0.03821 | 46.93
3705 | 0.38409 | 0.15632 | 42.24
3706 | 0.59483 | 0.16462 | 41
3707 | 0.57806 | 0.23916 | 37.56
3708 | 0.48647 | 0.39303 | 36.5
3709 | 0.70976 | 0.55315 | 35.19
3710 | 0.79159 | 0.39713 | 34.47
3711 | 0.77227 | 0.40212 | 36.65
3712 | 0.73005 | 0.44303 | 30.03
3713 | 0.72664 | 0.45696 | 39.39
3714 | 0.75097 | 0.33043 | 43.05
3715 | 0.74037 | 0.23867 | 37.28
3716 | 0.69256 | 0.11711 | 38.28
3717 | 0.64196 | 0.01593 | 33.83
3718 | 0.57906 | 0 | 28.01
3719 | 0.39756 | 0 | 27.48
3720 | 0.42563 | 0 | 26.06
3721 | 0.43413 | 0 | 24.55
3722 | 0.33055 | 0 | 24.54
3723 | 0.21156 | 0 | 25.31
3724 | 0.17758 | 0 | 24.6
3725 | 0.15525 | 0 | 27.46
3726 | 0.12 | 0.00622 | 37.14
3727 | 0.10916 | 0.04654 | 44.99
3728 | 0.11705 | 0.18738 | 43.97
3729 | 0.08797 | 0.29481 | 41.38
3730 | 0.06669 | 0.40927 | 40.46
3731 | 0.03213 | 0.592 | 38.85
3732 | 0.0444 | 0.6687 | 36.32
3733 | 0.14265 | 0.65759 | 36.19
3734 | 0.26966 | 0.68783 | 38.01
3735 | 0.40246 | 0.6966 | 39
3736 | 0.52402 | 0.66276 | 41.37
3737 | 0.48996 | 0.55808 | 43.92
3738 | 0.4486 | 0.36131 | 44.07
3739 | 0.39879 | 0.23696 | 33.88
3740 | 0.36941 | 0.10547 | 31.08
3741 | 0.2903 | 0.01596 | 39.99
3742 | 0.20954 | 0 | 32.09
3743 | 0.07605 | 0 | 28.5
3744 | 0.10705 | 0 | 26.5
3745 | 0.09956 | 0 | 24.64
3746 | 0.08369 | 0 | 24.03
3747 | 0.08735 | 0 | 24.06
3748 | 0.1245 | 0 | 27.54
3749 | 0.14102 | 0 | 32.16
3750 | 0.1245 | 0.00622 | 40.73
3751 | 0.06407 | 0.07108 | 42.91
3752 | 0.03992 | 0.19985 | 39.93
3753 | 0.07266 | 0.34735 | 34.11
3754 | 0.15784 | 0.44859 | 33.62
3755 | 0.14595 | 0.5673 | 32.31
3756 | 0.17116 | 0.62459 | 32
3757 | 0.27877 | 0.67967 | 32
3758 | 0.37552 | 0.59527 | 32.53
3759 | 0.4232 | 0.43909 | 33.58
3760 | 0.42685 | 0.47601 | 35.76
3761 | 0.42685 | 0.36637 | 35.98
3762 | 0.33658 | 0.20736 | 39.07
3763 | 0.23875 | 0.12178 | 39.17
3764 | 0.29379 | 0.04055 | 34.34
3765 | 0.40001 | 0.0106 | 41.81
3766 | 0.42563 | 0 | 37.54
3767 | 0.48414 | 0 | 35.77
3768 | 0.67007 | 0 | 23.06
3769 | 0.73502 | 0 | 21.72
3770 | 0.66312 | 0 | 10.41
3771 | 0.53503 | 0 | 6.85
3772 | 0.35355 | 0 | 9.41
3773 | 0.48647 | 0 | 14.79
3774 | 0.64782 | 0.00531 | 31.12
3775 | 0.70462 | 0.0637 | 43.55
3776 | 0.58006 | 0.10303 | 41.99
3777 | 0.22392 | 0.2493 | 37.21
3778 | 0.0001 | 0.37843 | 33.39
3779 | 0.70592 | 0.49172 | 30.09
3780 | 0.83806 | 0.64305 | 27.7
3781 | 0.83095 | 0.51 | 27.07
3782 | 0.72885 | 0.36511 | 27.21
3783 | 0.6661 | 0.34955 | 23.26
3784 | 0.69304 | 0.36559 | 31.27
3785 | 0.72939 | 0.3023 | 27.54
3786 | 0.78713 | 0.32821 | 32.17
3787 | 0.82328 | 0.22756 | 22.63
3788 | 0.83382 | 0.10336 | 20.22
3789 | 0.83729 | 0.0169 | 30.04
3790 | 0.84145 | 0 | 26.25
3791 | 0.83527 | 0 | 3.25
3792 | 0.84146 | 0 | 0.9
3793 | 0.83715 | 0 | 2.71
3794 | 0.83545 | 0 | -17.67
3795 | 0.8271 | 0 | -24.92
3796 | 0.81382 | 0 | -20.54
3797 | 0.78406 | 0 | -6.65
3798 | 0.71841 | 0.00622 | 2.64
3799 | 0.62903 | 0.06252 | 5.3
3800 | 0.55855 | 0.19366 | 5.27
3801 | 0.50147 | 0.26852 | 5.34
3802 | 0.47712 | 0.45676 | 6.62
3803 | 0.36697 | 0.60792 | 11.34
3804 | 0.34626 | 0.67264 | 6.08
3805 | 0.38777 | 0.73285 | 0.03
3806 | 0.37186 | 0.73998 | 0
3807 | 0.2742 | 0.66355 | 3.43
3808 | 0.20552 | 0.5712 | 6.86
3809 | 0.16133 | 0.4309 | 10.57
3810 | 0.11414 | 0.27621 | 12.92
3811 | 0.07156 | 0.19251 | 11.8
3812 | 0.04871 | 0.08516 | 12.39
3813 | 0.02022 | 0.02122 | 21.94
3814 | 0.00441 | 0 | 28.72
3815 | 0.00024 | 0 | 26.15
3816 | 1e-05 | 0 | 18.7
3817 | 1e-05 | 0 | 17.13
3818 | 6e-05 | 0 | 15.11
3819 | 2e-05 | 0 | 14.68
3820 | 7e-05 | 0 | 13.87
3821 | 0.00058 | 0 | 15.73
3822 | 0.00608 | 0.0071 | 15.93
3823 | 0.01261 | 0.0518 | 18
3824 | 0.00827 | 0.141 | 14.88
3825 | 0.0011 | 0.26953 | 10.8
3826 | 0 | 0.35115 | 15.73
3827 | 0.00022 | 0.45627 | 18.33
3828 | 0.01995 | 0.56559 | 15.81
3829 | 0.06991 | 0.57829 | 15.73
3830 | 0.12526 | 0.74037 | 17.94
3831 | 0.17665 | 0.69378 | 18.39
3832 | 0.16755 | 0.65423 | 20.68
3833 | 0.14512 | 0.49089 | 29.74
3834 | 0.14347 | 0.37656 | 32.12
3835 | 0.19564 | 0.23813 | 25.53
3836 | 0.19176 | 0.09598 | 19.86
3837 | 0.18507 | 0.01954 | 34.38
3838 | 0.1785 | 0 | 35.6
3839 | 0.27079 | 0 | 33.32
3840 | 0.22917 | 0 | 28.84
3841 | 0.17298 | 0 | 27.78
3842 | 0.12074 | 0 | 27
3843 | 0.12526 | 0 | 27.01
3844 | 0.15958 | 0 | 25.83
3845 | 0.1785 | 0 | 26.84
3846 | 0.19564 | 0.00534 | 30.03
3847 | 0.1785 | 0.06232 | 33.54
3848 | 0.16755 | 0.16654 | 30.92
3849 | 0.13301 | 0.30496 | 30.06
3850 | 0.14512 | 0.45764 | 29.55
3851 | 0.12149 | 0.40758 | 28.69
3852 | 0.22497 | 0.64544 | 27.32
3853 | 0.31857 | 0.63376 | 27.3
3854 | 0.28106 | 0.66432 | 27.45
3855 | 0.19957 | 0.71726 | 28.08
3856 | 0.16221 | 0.64519 | 31.19
3857 | 0.17207 | 0.46021 | 34.98
3858 | 0.22183 | 0.36381 | 40
3859 | 0.27877 | 0.21128 | 39.74
3860 | 0.34141 | 0.09249 | 39.7
3861 | 0.31738 | 0.01804 | 40
3862 | 0.23875 | 0 | 35.06
3863 | 0.25733 | 0 | 33
3864 | 0.22706 | 0 | 29.21
3865 | 0.32095 | 0 | 28.28
3866 | 0.34383 | 0 | 26.87
3867 | 0.31976 | 0 | 24.6
3868 | 0.34747 | 0 | 29.13
3869 | 0.46294 | 0 | 30.07
3870 | 0.53065 | 0.00534 | 44
3871 | 0.49573 | 0.0187 | 48.41
3872 | 0.4486 | 0.02405 | 48.99
3873 | 0.45698 | 0.04542 | 47.42
3874 | 0.46056 | 0.14358 | 46.99
3875 | 0.31738 | 0.27878 | 47.38
3876 | 0.2903 | 0.25728 | 45.72
3877 | 0.29846 | 0.17371 | 44.09
3878 | 0.3067 | 0.40604 | 43.19
3879 | 0.24415 | 0.48066 | 42.29
3880 | 0.22706 | 0.42647 | 42.81
3881 | 0.17573 | 0.34268 | 44.5
3882 | 0.13221 | 0.21952 | 44.98
3883 | 0.13221 | 0.14372 | 45.72
3884 | 0.19957 | 0.08639 | 43.32
3885 | 0.40001 | 0.01251 | 46.1
3886 | 0.52734 | 0 | 40.93
3887 | 0.36697 | 0 | 37.69
3888 | 0.50033 | 0 | 35.65
3889 | 0.57604 | 0 | 33.43
3890 | 0.50603 | 0 | 27.58
3891 | 0.4462 | 0 | 29.58
3892 | 0.451 | 0 | 30.67
3893 | 0.50717 | 0 | 32.83
3894 | 0.45579 | 0.00623 | 44.46
3895 | 0.35842 | 0.0568 | 51.22
3896 | 0.26291 | 0.18051 | 51
3897 | 0.17116 | 0.27725 | 50.54
3898 | 0.10916 | 0.43998 | 50.54
3899 | 0.05901 | 0.59254 | 45.98
3900 | 0.07778 | 0.64119 | 42.91
3901 | 0.28567 | 0.69896 | 39.05
3902 | 0.30906 | 0.68609 | 34.09
3903 | 0.16221 | 0.65358 | 27.72
3904 | 0.08985 | 0.6096 | 32.05
3905 | 0.09758 | 0.49866 | 39
3906 | 0.20652 | 0.37721 | 46
3907 | 0.23128 | 0.23008 | 39.19
3908 | 0.25181 | 0.1213 | 42.92
3909 | 0.18888 | 0.02357 | 44.64
3910 | 0.11926 | 0 | 38.7
3911 | 0.04827 | 0 | 29.78
3912 | 0.0505 | 0 | 28.34
3913 | 0.06616 | 0 | 26.66
3914 | 0.08369 | 0 | 17.2
3915 | 0.09302 | 0 | 17.72
3916 | 0.08249 | 0 | 20.39
3917 | 0.09431 | 0 | 27.83
3918 | 0.11487 | 0.00534 | 42.74
3919 | 0.15098 | 0.06414 | 44.49
3920 | 0.22706 | 0.1974 | 36.42
3921 | 0.29729 | 0.31793 | 32.9
3922 | 0.38287 | 0.46602 | 30.09
3923 | 0.32815 | 0.4565 | 28.23
3924 | 0.36086 | 0.52193 | 28.53
3925 | 0.39022 | 0.68554 | 28.79
3926 | 0.37675 | 0.68275 | 29.9
3927 | 0.40979 | 0.73738 | 31.09
3928 | 0.44379 | 0.66113 | 33.68
3929 | 0.43413 | 0.54784 | 37.14
3930 | 0.38287 | 0.39183 | 43.79
3931 | 0.31738 | 0.22067 | 36.38
3932 | 0.26853 | 0.11509 | 37.96
3933 | 0.2208 | 0.02232 | 47.56
3934 | 0.19564 | 0 | 41.03
3935 | 0.18792 | 0 | 33.44
3936 | 0.28106 | 0 | 29.78
3937 | 0.35355 | 0 | 28.05
3938 | 0.37063 | 0 | 23.65
3939 | 0.39756 | 0 | 17.6
3940 | 0.49112 | 0 | 25.66
3941 | 0.51621 | 0 | 28.5
3942 | 0.52291 | 0.0062 | 35.44
3943 | 0.49112 | 0.06382 | 43.06
3944 | 0.44499 | 0.15847 | 49.04
3945 | 0.42563 | 0.31942 | 42.91
3946 | 0.40123 | 0.44767 | 41.01
3947 | 0.24742 | 0.59392 | 34.9
3948 | 0.25956 | 0.72643 | 33.02
3949 | 0.23983 | 0.75531 | 33.28
3950 | 0.18792 | 0.70378 | 34.06
3951 | 0.19662 | 0.64943 | 36.34
3952 | 0.22917 | 0.64956 | 31.63
3953 | 0.28221 | 0.5167 | 35.68
3954 | 0.37552 | 0.37222 | 40.13
3955 | 0.45579 | 0.25 | 39.01
3956 | 0.47477 | 0.12887 | 31.72
3957 | 0.46413 | 0.02074 | 42.19
3958 | 0.44017 | 0 | 37.94
3959 | 0.36574 | 0 | 33.29
3960 | 0.45579 | 0 | 31.47
3961 | 0.53721 | 0 | 29.92
3962 | 0.54692 | 0 | 27.35
3963 | 0.55751 | 0 | 25.08
3964 | 0.57402 | 0 | 25.11
3965 | 0.6219 | 0 | 26.68
3966 | 0.67159 | 0.00707 | 29.99
3967 | 0.71102 | 0.05949 | 33
3968 | 0.76772 | 0.12494 | 33.94
3969 | 0.80421 | 0.16162 | 32.2
3970 | 0.81096 | 0.19868 | 31.23
3971 | 0.79224 | 0.16259 | 28.35
3972 | 0.83725 | 0.19178 | 24.93
3973 | 0.8398 | 0.23282 | 23.54
3974 | 0.83523 | 0.2849 | 23.64
3975 | 0.83443 | 0.24851 | 24.92
3976 | 0.83566 | 0.38223 | 22.74
3977 | 0.82487 | 0.24264 | 27.75
3978 | 0.82247 | 0.1492 | 25.38
3979 | 0.80716 | 0.12623 | 19.84
3980 | 0.78298 | 0.05581 | 19.31
3981 | 0.7585 | 0.01736 | 32.94
3982 | 0.72892 | 0 | 34.31
3983 | 0.57096 | 0 | 30.17
3984 | 0.61095 | 0 | 25.85
3985 | 0.65678 | 0 | 18
3986 | 0.6746 | 0 | 20.85
3987 | 0.69462 | 0 | 19.38
3988 | 0.70002 | 0 | 16.55
3989 | 0.6805 | 0 | 14.06
3990 | 0.63078 | 0.00618 | 14.72
3991 | 0.61738 | 0.05261 | 18.42
3992 | 0.58899 | 0.15401 | 22.15
3993 | 0.58603 | 0.31133 | 25.93
3994 | 0.57096 | 0.38144 | 27.98
3995 | 0.41955 | 0.5596 | 27.17
3996 | 0.41833 | 0.64486 | 23.92
3997 | 0.36574 | 0.66435 | 15.01
3998 | 0.31499 | 0.70592 | 16
3999 | 0.23447 | 0.72366 | 14.56
4000 | 0.17943 | 0.69843 | 20.89
4001 | 0.13221 | 0.55189 | 25.09
4002 | 0.11199 | 0.42332 | 29.58
4003 | 0.12149 | 0.28043 | 31.95
4004 | 0.13221 | 0.13286 | 30.32
4005 | 0.10636 | 0.02416 | 41.02
4006 | 0.07893 | 0 | 40.91
4007 | 0.05609 | 0 | 33.06
4008 | 0.06563 | 0 | 30.28
4009 | 0.09111 | 0 | 19.93
4010 | 0.08922 | 0 | 18.01
4011 | 0.05187 | 0 | 18.23
4012 | 0.02211 | 0 | 25.62
4013 | 0.00471 | 0 | 24.56
4014 | 0.0001 | 0.00796 | 36.29
4015 | 0 | 0.06964 | 35.82
4016 | 0.0011 | 0.20305 | 39.19
4017 | 0.0035 | 0.34806 | 34.64
4018 | 0.00548 | 0.50091 | 33.7
4019 | 0.01447 | 0.63319 | 33.99
4020 | 0.00671 | 0.70676 | 35.16
4021 | 0.00039 | 0.77496 | 34.76
4022 | 0.00027 | 0.77752 | 35.5
4023 | 0.00099 | 0.75106 | 36.2
4024 | 0.01602 | 0.6707 | 38.86
4025 | 0.05803 | 0.56866 | 41.06
4026 | 0.08429 | 0.41027 | 42.44
4027 | 0.09758 | 0.27552 | 39.97
4028 | 0.1043 | 0.1198 | 34.24
4029 | 0.1338 | 0.02955 | 41.09
4030 | 0.23554 | 0 | 39.1
4031 | 0.44258 | 0 | 32.97
4032 | 0.5117 | 0 | 32.85
4033 | 0.58306 | 0 | 28.54
4034 | 0.55329 | 0 | 15.83
4035 | 0.47829 | 0 | 15.64
4036 | 0.46887 | 0 | 20.07
4037 | 0.42806 | 0 | 30.9
4038 | 0.42685 | 0.00616 | 31.83
4039 | 0.42685 | 0.06126 | 41.05
4040 | 0.41833 | 0.08673 | 41.61
4041 | 0.29964 | 0.16369 | 39.92
4042 | 0.31262 | 0.20153 | 38.9
4043 | 0.13698 | 0.26762 | 37.12
4044 | 0.17389 | 0.40245 | 36.1
4045 | 0.09366 | 0.49912 | 36.06
4046 | 0.02876 | 0.64233 | 33.2
4047 | 0.00482 | 0.65709 | 34.65
4048 | 0.0102 | 0.60448 | 39.51
4049 | 0.02748 | 0.5187 | 41.06
4050 | 0.14845 | 0.38933 | 42.05
4051 | 0.44379 | 0.26136 | 37.46
4052 | 0.49804 | 0.12637 | 31
4053 | 0.41711 | 0.02561 | 35.08
4054 | 0.31857 | 0 | 37.08
4055 | 0.00037 | 0 | 34.12
4056 | 0.00015 | 0 | 24.91
4057 | 0.03213 | 0 | 22.97
4058 | 0.11852 | 0 | 21.99
4059 | 0.09431 | 0 | 17.31
4060 | 0.0461 | 0 | 19.27
4061 | 0.07266 | 0 | 21.59
4062 | 0.18224 | 0.00528 | 37.89
4063 | 0.26628 | 0.03159 | 39.41
4064 | 0.28798 | 0.13988 | 39.72
4065 | 0.24961 | 0.25512 | 42.98
4066 | 0.23447 | 0.38592 | 40.81
4067 | 0.12988 | 0.56257 | 37.01
4068 | 0.19858 | 0.60093 | 36.93
4069 | 0.23554 | 0.67589 | 36.29
4070 | 0.22497 | 0.75413 | 36.09
4071 | 0.23128 | 0.67717 | 34.91
4072 | 0.29146 | 0.51017 | 30.32
4073 | 0.38042 | 0.48494 | 38.63
4074 | 0.49689 | 0.37331 | 39.47
4075 | 0.57806 | 0.15935 | 33.93
4076 | 0.61371 | 0.0897 | 36.63
4077 | 0.61095 | 0.02207 | 40.08
4078 | 0.58603 | 0 | 34.99
4079 | 0.53393 | 0 | 30.8
4080 | 0.53503 | 0 | 29.5
4081 | 0.4665 | 0 | 29.55
4082 | 0.38532 | 0 | 27.07
4083 | 0.28221 | 0 | 21.04
4084 | 0.20853 | 0 | 27.73
4085 | 0.15353 | 0 | 29.42
4086 | 0.1245 | 0.0071 | 36.09
4087 | 0.10567 | 0.06067 | 40.39
4088 | 0.09047 | 0.18378 | 39.35
4089 | 0.08249 | 0.30901 | 38.95
4090 | 0.08985 | 0.48464 | 37.81
4091 | 0.09047 | 0.55366 | 36.08
4092 | 0.13459 | 0.661 | 34.09
4093 | 0.17025 | 0.74276 | 33.17
4094 | 0.22601 | 0.759 | 33.93
4095 | 0.26966 | 0.74014 | 33.54
4096 | 0.30434 | 0.69132 | 36.71
4097 | 0.30316 | 0.5691 | 39.62
4098 | 0.27648 | 0.4375 | 40.48
4099 | 0.25181 | 0.28799 | 38.57
4100 | 0.24415 | 0.13986 | 34.05
4101 | 0.25844 | 0.02596 | 44.71
4102 | 0.2366 | 0.00088 | 39.28
4103 | 0.20055 | 0 | 34.3
4104 | 0.19176 | 0 | 30.47
4105 | 0.20253 | 0 | 27.21
4106 | 0.18697 | 0 | 19.76
4107 | 0.12988 | 0 | 17.91
4108 | 0.09111 | 0 | 24.39
4109 | 0.06722 | 0 | 26.61
4110 | 0.06202 | 0.00709 | 31.98
4111 | 0.06722 | 0.06835 | 47.09
4112 | 0.05803 | 0.2063 | 44.41
4113 | 0.03462 | 0.34327 | 43.93
4114 | 0.00936 | 0.51534 | 41.04
4115 | 0.0006 | 0.59649 | 36.21
4116 | 0 | 0.68019 | 33.53
4117 | 0.00548 | 0.70941 | 32.41
4118 | 0.04482 | 0.71723 | 32.26
4119 | 0.12679 | 0.68392 | 32.22
4120 | 0.20253 | 0.59621 | 34.98
4121 | 0.27079 | 0.54949 | 40.79
4122 | 0.34141 | 0.41274 | 42.36
4123 | 0.34747 | 0.25984 | 35.48
4124 | 0.33296 | 0.12112 | 29.57
4125 | 0.27991 | 0.02403 | 37.46
4126 | 0.29146 | 0.00088 | 36.95
4127 | 0.39267 | 0 | 28.65
4128 | 0.39634 | 0 | 20.37
4129 | 0.42199 | 0 | 16.56
4130 | 0.4486 | 0 | 16.35
4131 | 0.44499 | 0 | 12.62
4132 | 0.38777 | 0 | 17.63
4133 | 0.33899 | 0 | 17.37
4134 | 0.39022 | 0.00706 | 26.94
4135 | 0.50717 | 0.07117 | 24.34
4136 | 0.56994 | 0.20615 | 28.67
4137 | 0.56892 | 0.37019 | 27.35
4138 | 0.56479 | 0.52252 | 24.76
4139 | 0.53937 | 0.65302 | 29.97
4140 | 0.53393 | 0.71243 | 28.55
4141 | 0.50376 | 0.77085 | 22.73
4142 | 0.38164 | 0.77732 | 17.74
4143 | 0.28221 | 0.65447 | 15.8
4144 | 0.15784 | 0.61345 | 17.91
4145 | 0.07835 | 0.52125 | 27.21
4146 | 0.02975 | 0.3546 | 34.8
4147 | 0.00055 | 0.21216 | 32.54
4148 | 0.00208 | 0.12471 | 30.85
4149 | 0.02022 | 0.03236 | 34.03
4150 | 0.11778 | 0 | 29.58
4151 | 0.26853 | 0 | 28.1
4152 | 0.46056 | 0 | 23.48
4153 | 0.63599 | 0 | 14.44
4154 | 0.71901 | 0 | 6.54
4155 | 0.72948 | 0 | 4.38
4156 | 0.6639 | 0 | -0.1
4157 | 0.60439 | 0 | -0.91
4158 | 0.66233 | 0.00613 | 5.07
4159 | 0.46413 | 0.02989 | 9.83
4160 | 0.32335 | 0.06787 | 9.21
4161 | 0.35233 | 0.07771 | 7.19
4162 | 0.32575 | 0.20184 | 8.23
4163 | 0.30434 | 0.30408 | 11.75
4164 | 0.13617 | 0.24301 | 5.03
4165 | 0.16398 | 0.25363 | 0.01
4166 | 0.07322 | 0.33292 | -0.92
4167 | 0.05233 | 0.55896 | 0.04
4168 | 0.07778 | 0.59867 | 10.03
4169 | 0.23554 | 0.53076 | 16.99
4170 | 0.4486 | 0.40308 | 23.98
4171 | 0.50831 | 0.22821 | 19.1
4172 | 0.42806 | 0.12496 | 23.21
4173 | 0.33899 | 0.03042 | 34.19
4174 | 0.24524 | 0.00088 | 29.48
4175 | 0.06829 | 0 | 26.97
4176 | 0.08612 | 0 | 25.68
4177 | 0.11632 | 0 | 24
4178 | 0.0311 | 0 | 16.83
4179 | 0.00055 | 0 | 16.5
4180 | 0.00027 | 0 | 20.66
4181 | 4e-05 | 0 | 26.51
4182 | 0.00782 | 0.00264 | 30.73
4183 | 0.03646 | 0.01055 | 32.96
4184 | 0.08188 | 0.02799 | 36.24
4185 | 0.06101 | 0.14471 | 32.67
4186 | 0.02022 | 0.19641 | 32.74
4187 | 5e-05 | 0.20338 | 31.6
4188 | 0.0022 | 0.29416 | 30.9
4189 | 0.00525 | 0.43644 | 30.7
4190 | 0.00422 | 0.37551 | 31.58
4191 | 0.01281 | 0.36371 | 32.53
4192 | 0.04274 | 0.22649 | 35.95
4193 | 0.07211 | 0.16615 | 38.45
4194 | 0.09111 | 0.05596 | 39.45
4195 | 0.12224 | 0.02629 | 30.97
4196 | 0.26628 | 0.01665 | 25.49
4197 | 0.40246 | 0.01226 | 34.3
4198 | 0.50831 | 0 | 29
4199 | 0.55011 | 0 | 23.01
4200 | 0.43534 | 0 | 25.6
4201 | 0.19957 | 0 | 24.48
4202 | 0.13617 | 0 | 15.63
4203 | 0.19176 | 0 | 15.09
4204 | 0.12756 | 0 | 23.94
4205 | 0.12074 | 0 | 23.52
4206 | 0.15014 | 0.00528 | 38.31
4207 | 0.12224 | 0.06109 | 43.36
4208 | 0.08011 | 0.13752 | 40.96
4209 | 0.03836 | 0.26543 | 37.77
4210 | 0.01202 | 0.4433 | 36.45
4211 | 0.00044 | 0.55971 | 34.95
4212 | 0.00034 | 0.65983 | 34.06
4213 | 0.00129 | 0.65078 | 34.16
4214 | 0.0097 | 0.6284 | 34.91
4215 | 0.01404 | 0.59478 | 36.93
4216 | 0.05705 | 0.48479 | 37.01
4217 | 0.06991 | 0.2835 | 40.92
4218 | 0.09626 | 0.12976 | 44.91
4219 | 0.12375 | 0.13035 | 38.2
4220 | 0.1245 | 0.11852 | 37.5
4221 | 0.16665 | 0.0297 | 45.83
4222 | 0.14265 | 0.00088 | 37.4
4223 | 0.20055 | 0 | 31.18
4224 | 0.49573 | 0 | 32.25
4225 | 0.51957 | 0 | 24.43
4226 | 0.46769 | 0 | 17.26
4227 | 0.47005 | 0 | 14.29
4228 | 0.57402 | 0 | 19.59
4229 | 0.63942 | 0 | 28.65
4230 | 0.69462 | 0.00437 | 28.87
4231 | 0.74752 | 0.03369 | 35.98
4232 | 0.78115 | 0.18928 | 37.13
4233 | 0.83037 | 0.25488 | 37.14
4234 | 0.83555 | 0.35362 | 36.7
4235 | 0.6246 | 0.53124 | 35.08
4236 | 0.42199 | 0.6554 | 33.09
4237 | 0.35477 | 0.71804 | 31.88
4238 | 0.38899 | 0.75638 | 30.89
4239 | 0.43291 | 0.73982 | 31.47
4240 | 0.44379 | 0.64847 | 28.79
4241 | 0.42685 | 0.51574 | 32.16
4242 | 0.30081 | 0.41185 | 32.7
4243 | 0.17025 | 0.27394 | 28.66
4244 | 0.05513 | 0.13359 | 21.79
4245 | 0.00698 | 0.02535 | 30.15
4246 | 0.00812 | 0.00087 | 23.75
4247 | 0.10705 | 0 | 28
4248 | 0.22497 | 0 | 22.59
4249 | 0.41833 | 0 | 19.82
4250 | 0.59772 | 0 | 17.23
4251 | 0.73338 | 0 | 14.64
4252 | 0.79818 | 0 | 22.81
4253 | 0.81359 | 0 | 23.23
4254 | 0.82285 | 0.00606 | 35.03
4255 | 0.82977 | 0.06623 | 42.1
4256 | 0.82451 | 0.19481 | 36.5
4257 | 0.80637 | 0.34748 | 34.56
4258 | 0.79353 | 0.49565 | 34.47
4259 | 0.72948 | 0.62475 | 31.97
4260 | 0.71841 | 0.7242 | 31.5
4261 | 0.69049 | 0.78312 | 30.91
4262 | 0.64782 | 0.79803 | 31.31
4263 | 0.57096 | 0.76254 | 31.94
4264 | 0.47477 | 0.68238 | 35.98
4265 | 0.31499 | 0.56541 | 41.9
4266 | 0.11414 | 0.40384 | 44.43
4267 | 0.03144 | 0.27711 | 38.53
4268 | 0.00034 | 0.13664 | 28.01
4269 | 0.00827 | 0.02554 | 39.39
4270 | 0.04112 | 0.00087 | 33.06
4271 | 3e-05 | 0 | 27.43
4272 | 4e-05 | 0 | 23.58
4273 | 0.01841 | 0 | 23.18
4274 | 0.07266 | 0 | 16.85
4275 | 0.15014 | 0 | 18.56
4276 | 0.25733 | 0 | 23.94
4277 | 0.16845 | 0 | 28.21
4278 | 0.01202 | 0.00607 | 37.3
4279 | 0.01165 | 0.06406 | 41.92
4280 | 0.01792 | 0.19233 | 43.06
4281 | 0.01146 | 0.32565 | 43.99
4282 | 0.01281 | 0.47429 | 39.53
4283 | 0.21977 | 0.56578 | 36.75
4284 | 0.50603 | 0.67958 | 34.33
4285 | 0.54584 | 0.74215 | 33.89
4286 | 0.51621 | 0.75649 | 33.91
4287 | 0.47241 | 0.72611 | 34.4
4288 | 0.50944 | 0.67776 | 39.04
4289 | 0.58603 | 0.57045 | 44.22
4290 | 0.61371 | 0.43274 | 43.53
4291 | 0.59677 | 0.28225 | 42.28
4292 | 0.57503 | 0.13679 | 42.97
4293 | 0.54369 | 0.02551 | 48.54
4294 | 0.49804 | 0.00087 | 39.05
4295 | 0.47241 | 0 | 35.24
4296 | 0.40123 | 0 | 30.12
4297 | 0.26966 | 0 | 22.7
4298 | 0.14512 | 0 | 26.76
4299 | 0.10916 | 0 | 23.19
4300 | 0.20154 | 0 | 23.52
4301 | 0.2529 | 0 | 22.51
4302 | 0.24198 | 0.0061 | 27.07
4303 | 0.18507 | 0.06543 | 26.63
4304 | 0.08922 | 0.11686 | 30.15
4305 | 0.05187 | 0.24601 | 28.07
4306 | 0.04032 | 0.34998 | 28.01
4307 | 0.06937 | 0.45699 | 28.01
4308 | 0.06991 | 0.485 | 25.82
4309 | 0.10567 | 0.62698 | 25.06
4310 | 0.19858 | 0.61159 | 25.19
4311 | 0.40246 | 0.6017 | 26.39
4312 | 0.71413 | 0.52946 | 30.18
4313 | 0.69049 | 0.44916 | 35.17
4314 | 0.67159 | 0.36178 | 36.03
4315 | 0.70657 | 0.26845 | 33.96
4316 | 0.73611 | 0.13471 | 34.63
4317 | 0.71659 | 0.02586 | 40.35
4318 | 0.64365 | 0.00088 | 35.61
4319 | 0.48647 | 0 | 30.41
4320 | 0.48647 | 0 | 26.9
4321 | 0.47359 | 0 | 17.3
4322 | 0.38777 | 0 | 11.46
4323 | 0.27877 | 0 | 11.64
4324 | 0.30788 | 0 | 10.16
4325 | 0.28914 | 0 | 10.12
4326 | 0.17298 | 0.00616 | 12.58
4327 | 0.09758 | 0.0597 | 19.65
4328 | 0.07835 | 0.15456 | 17.24
4329 | 0.00936 | 0.30811 | 12.86
4330 | 0.00125 | 0.47989 | 11.18
4331 | 0.00023 | 0.61095 | 6.36
4332 | 0.00129 | 0.70509 | 8.18
4333 | 0.02844 | 0.77494 | 0.96
4334 | 0.11778 | 0.78701 | -5.12
4335 | 0.24524 | 0.76358 | 4.36
4336 | 0.38532 | 0.6596 | 20.05
4337 | 0.51621 | 0.54777 | 28.83
4338 | 0.62903 | 0.38026 | 36.63
4339 | 0.65678 | 0.25262 | 37.94
4340 | 0.63253 | 0.1371 | 37.07
4341 | 0.62815 | 0.02563 | 43.19
4342 | 0.58702 | 0 | 36.72
4343 | 0.49689 | 0 | 28.98
4344 | 0.27877 | 0 | 26.23
4345 | 0.25622 | 0 | 24.26
4346 | 0.28106 | 0 | 21.42
4347 | 0.33055 | 0 | 19.61
4348 | 0.38042 | 0 | 16.27
4349 | 0.3792 | 0 | 23.8
4350 | 0.30316 | 0.00617 | 37.3
4351 | 0.20452 | 0.05371 | 39.66
4352 | 0.1493 | 0.17857 | 41.13
4353 | 0.11778 | 0.22793 | 37.57
4354 | 0.09758 | 0.30827 | 32.85
4355 | 0.03992 | 0.39078 | 29.46
4356 | 0.02909 | 0.46545 | 27.42
4357 | 0.03609 | 0.56671 | 27.29
4358 | 0.09956 | 0.6104 | 27
4359 | 0.15439 | 0.69591 | 27.03
4360 | 0.18792 | 0.68134 | 27.68
4361 | 0.28106 | 0.58571 | 31.03
4362 | 0.36086 | 0.44755 | 36.49
4363 | 0.39511 | 0.29323 | 36.32
4364 | 0.40613 | 0.14165 | 34.93
4365 | 0.47595 | 0.02672 | 37.46
4366 | 0.54477 | 0.00087 | 31.97
4367 | 0.55855 | 0 | 28.9
4368 | 0.46175 | 0 | 26.97
4369 | 0.3402 | 0 | 25.48
4370 | 0.28798 | 0 | 24.75
4371 | 0.34262 | 0 | 24.91
4372 | 0.40613 | 0 | 26.99
4373 | 0.45937 | 0 | 31
4374 | 0.47477 | 0.0053 | 36.12
4375 | 0.44138 | 0.06814 | 36.1
4376 | 0.35842 | 0.20284 | 37.11
4377 | 0.23022 | 0.33131 | 37.73
4378 | 0.17573 | 0.47033 | 37.85
4379 | 0.09626 | 0.57922 | 37.27
4380 | 0.07605 | 0.66848 | 36.64
4381 | 0.0461 | 0.78067 | 35.27
4382 | 0.04112 | 0.79713 | 31.57
4383 | 0.09431 | 0.76755 | 29.96
4384 | 0.18318 | 0.69345 | 33.05
4385 | 0.31025 | 0.58324 | 38.02
4386 | 0.49918 | 0.44792 | 44
4387 | 0.64782 | 0.29152 | 39.21
4388 | 0.71719 | 0.14061 | 37.66
4389 | 0.75289 | 0.02582 | 41.07
4390 | 0.75526 | 0.00087 | 37.05
4391 | 0.75337 | 0 | 30.94
4392 | 0.74652 | 0 | 28.07
4393 | 0.73825 | 0 | 27.6
4394 | 0.74802 | 0 | 23.51
4395 | 0.75432 | 0 | 18.99
4396 | 0.75048 | 0 | 24.25
4397 | 0.74552 | 0 | 29.35
4398 | 0.73878 | 0.00614 | 35.06
4399 | 0.74852 | 0.06474 | 41.93
4400 | 0.72606 | 0.1869 | 37.53
4401 | 0.66931 | 0.33937 | 33.68
4402 | 0.64365 | 0.4707 | 33.4
4403 | 0.58207 | 0.63616 | 31.19
4404 | 0.5596 | 0.72504 | 30.14
4405 | 0.48297 | 0.72629 | 30.1
4406 | 0.40123 | 0.7724 | 29.98
4407 | 0.29846 | 0.7522 | 30.08
4408 | 0.39756 | 0.69065 | 33
4409 | 0.52624 | 0.58628 | 36.49
4410 | 0.67159 | 0.44619 | 39.71
4411 | 0.76516 | 0.29 | 35.8
4412 | 0.79511 | 0.13974 | 31.89
4413 | 0.8112 | 0.0248 | 37.57
4414 | 0.81762 | 0 | 33.41
4415 | 0.83697 | 0 | 29.93
4416 | 0.82932 | 0 | 28.83
4417 | 0.81145 | 0 | 24.89
4418 | 0.80254 | 0 | 20.71
4419 | 0.80024 | 0 | 15.76
4420 | 0.79787 | 0 | 19.99
4421 | 0.7906 | 0 | 27.47
4422 | 0.77023 | 0.00525 | 35.51
4423 | 0.75666 | 0.06398 | 39.72
4424 | 0.74296 | 0.19755 | 34.77
4425 | 0.68626 | 0.35472 | 31.88
4426 | 0.64196 | 0.50837 | 30.89
4427 | 0.56169 | 0.63963 | 29.77
4428 | 0.57604 | 0.73818 | 29.65
4429 | 0.56789 | 0.79388 | 29.53
4430 | 0.53612 | 0.80313 | 29.66
4431 | 0.5117 | 0.76797 | 29.8
4432 | 0.43775 | 0.68991 | 32.98
4433 | 0.39511 | 0.5774 | 36.92
4434 | 0.44138 | 0.43858 | 43.58
4435 | 0.54369 | 0.28145 | 38.23
4436 | 0.63771 | 0.13737 | 36.27
4437 | 0.68908 | 0.02528 | 39.06
4438 | 0.73718 | 0 | 34.9
4439 | 0.75804 | 0 | 29.8
4440 | 0.75712 | 0 | 29
4441 | 0.74702 | 0 | 27.8
4442 | 0.71659 | 0 | 27.64
4443 | 0.6639 | 0 | 27.9
4444 | 0.60628 | 0 | 29.08
4445 | 0.60439 | 0 | 34.62
4446 | 0.65275 | 0.00523 | 39.27
4447 | 0.67007 | 0.06126 | 43.27
4448 | 0.667 | 0.18255 | 43.4
4449 | 0.5958 | 0.34684 | 38
4450 | 0.50033 | 0.47249 | 36.6
4451 | 0.09561 | 0.49389 | 33.02
4452 | 0.03213 | 0.55236 | 31.05
4453 | 0.0339 | 0.50114 | 29.68
4454 | 0.06937 | 0.62251 | 29.23
4455 | 0.07835 | 0.63104 | 30.4
4456 | 0.12299 | 0.60671 | 32.97
4457 | 0.07045 | 0.45675 | 35.35
4458 | 0.02075 | 0.33023 | 38.35
4459 | 0.00252 | 0.23574 | 35.91
4460 | 2e-05 | 0.12177 | 32.96
4461 | 0.00514 | 0.02652 | 39.37
4462 | 0.02101 | 0 | 37.34
4463 | 0.24415 | 0 | 37.97
4464 | 0.1785 | 0 | 34.1
4465 | 0.13538 | 0 | 30.99
4466 | 0.09431 | 0 | 25.64
4467 | 0.05419 | 0 | 24.63
4468 | 0.04567 | 0 | 24.45
4469 | 0.04274 | 0 | 25.94
4470 | 0.07266 | 0.00436 | 29.74
4471 | 0.09561 | 0.05918 | 31.05
4472 | 0.03248 | 0.18993 | 31
4473 | 0.00146 | 0.33744 | 29.71
4474 | 2e-05 | 0.48195 | 28.6
4475 | 0.00272 | 0.61291 | 27.12
4476 | 0.00083 | 0.70372 | 26.4
4477 | 0.00287 | 0.75855 | 25.52
4478 | 0.04357 | 0.78002 | 26.11
4479 | 0.15784 | 0.74088 | 27.64
4480 | 0.26179 | 0.68629 | 29.06
4481 | 0.31499 | 0.56979 | 30.54
4482 | 0.37797 | 0.42454 | 31.43
4483 | 0.40857 | 0.27615 | 30.57
4484 | 0.27877 | 0.13096 | 30.06
4485 | 0.16133 | 0.02439 | 35.12
4486 | 0.17207 | 0 | 30.79
4487 | 0.34383 | 0 | 31.24
4488 | 0.41955 | 0 | 27.72
4489 | 0.29146 | 0 | 25.67
4490 | 0.20552 | 0 | 24.27
4491 | 0.15439 | 0 | 23.48
4492 | 0.0807 | 0 | 23.6
4493 | 0.03875 | 0 | 21.82
4494 | 0.04482 | 0.00525 | 20.78
4495 | 0.07662 | 0.05994 | 24.11
4496 | 0.07778 | 0.1859 | 25.76
4497 | 0.04652 | 0.33199 | 25.99
4498 | 0.01109 | 0.48928 | 26.83
4499 | 0.00272 | 0.61227 | 26.43
4500 | 0.01183 | 0.7098 | 21.73
4501 | 0.04357 | 0.7688 | 13.47
4502 | 0.10158 | 0.78823 | 11.6
4503 | 0.17481 | 0.7601 | 14.54
4504 | 0.25956 | 0.69068 | 25.62
4505 | 0.29846 | 0.58211 | 29.2
4506 | 0.29964 | 0.443 | 31.47
4507 | 0.26966 | 0.28874 | 32.02
4508 | 0.26291 | 0.13864 | 33.06
4509 | 0.32215 | 0.02404 | 37.02
4510 | 0.51396 | 0 | 33.02
4511 | 0.59677 | 0 | 34.93
4512 | 0.50262 | 0 | 30.11
4513 | 0.40979 | 0 | 28.39
4514 | 0.34869 | 0 | 23.57
4515 | 0.32335 | 0 | 21.38
4516 | 0.32335 | 0 | 27.69
4517 | 0.29846 | 0 | 31.3
4518 | 0.3499 | 0.00437 | 39.06
4519 | 0.39267 | 0.05843 | 39.99
4520 | 0.34141 | 0.17634 | 38.59
4521 | 0.24851 | 0.33711 | 37.29
4522 | 0.17481 | 0.48293 | 39.94
4523 | 0.12988 | 0.59784 | 38.68
4524 | 0.10158 | 0.70467 | 35.09
4525 | 0.06356 | 0.75939 | 33.48
4526 | 0.03354 | 0.74876 | 33.76
4527 | 0.00685 | 0.67725 | 34.47
4528 | 0.0011 | 0.61925 | 34.92
4529 | 0.02101 | 0.54024 | 38
4530 | 0.03798 | 0.40684 | 42.9
4531 | 0.05705 | 0.27754 | 38.35
4532 | 0.20652 | 0.1297 | 37.93
4533 | 0.52734 | 0.0227 | 39.43
4534 | 0.6783 | 0 | 34.63
4535 | 0.71164 | 0 | 31.56
4536 | 0.65356 | 0 | 30.19
4537 | 0.6219 | 0 | 29.81
4538 | 0.61829 | 0 | 26.39
4539 | 0.59483 | 0 | 20.95
4540 | 0.57705 | 0 | 27.02
4541 | 0.53937 | 0 | 31.84
4542 | 0.48181 | 0.00436 | 38.97
4543 | 0.44017 | 0.05805 | 44.06
4544 | 0.40123 | 0.19009 | 41.09
4545 | 0.34505 | 0.34546 | 38.17
4546 | 0.24198 | 0.49651 | 38.04
4547 | 0.12603 | 0.62481 | 37.06
4548 | 0.06722 | 0.7185 | 35.15
4549 | 0.04274 | 0.77222 | 34.75
4550 | 0.03213 | 0.78303 | 34.24
4551 | 0.04152 | 0.75323 | 34.74
4552 | 0.05233 | 0.6816 | 36.71
4553 | 0.06 | 0.57198 | 40.34
4554 | 0.09175 | 0.435 | 47
4555 | 0.11056 | 0.28174 | 40.19
4556 | 0.12988 | 0.1343 | 36.41
4557 | 0.2529 | 0.02265 | 43.88
4558 | 0.49573 | 0 | 36.66
4559 | 0.52402 | 0 | 35.91
4560 | 0.44379 | 0 | 33.54
4561 | 0.38532 | 0 | 32.98
4562 | 0.35355 | 0 | 30.5
4563 | 0.30199 | 0 | 26.49
4564 | 0.22183 | 0 | 27.98
4565 | 0.16934 | 0 | 37.04
4566 | 0.16045 | 0.00349 | 45.74
4567 | 0.1493 | 0.0564 | 48.8
4568 | 0.11414 | 0.18503 | 43.99
4569 | 0.06775 | 0.33769 | 41.34
4570 | 0.0339 | 0.48567 | 42.13
4571 | 0.07835 | 0.617 | 39.16
4572 | 0.06101 | 0.71466 | 37.32
4573 | 0.05852 | 0.76729 | 36.99
4574 | 0.07378 | 0.74781 | 37.05
4575 | 0.08551 | 0.67052 | 38.84
4576 | 0.10361 | 0.59245 | 44.08
4577 | 0.10916 | 0.46293 | 48.95
4578 | 0.10023 | 0.34373 | 53.19
4579 | 0.08551 | 0.21945 | 51.09
4580 | 0.07266 | 0.12655 | 47.68
4581 | 0.05901 | 0.02771 | 47.73
4582 | 0.06202 | 0 | 42.65
4583 | 0.18602 | 0 | 36.52
4584 | 0.18318 | 0 | 35.99
4585 | 0.07378 | 0 | 35.12
4586 | 0.0097 | 0 | 29.53
4587 | 0.00812 | 0 | 27.86
4588 | 0.03354 | 0 | 33.38
4589 | 0.07605 | 0 | 39.97
4590 | 0.05561 | 0.00349 | 48.85
4591 | 0.0496 | 0.04456 | 49.02
4592 | 0.01995 | 0.04241 | 52.84
4593 | 0.02296 | 0.12461 | 51.78
4594 | 0.05279 | 0.22282 | 53.99
4595 | 0.05513 | 0.46833 | 51.42
4596 | 0.17573 | 0.68828 | 50
4597 | 0.31381 | 0.73093 | 46.65
4598 | 0.3633 | 0.79207 | 45.51
4599 | 0.35112 | 0.76631 | 46
4600 | 0.32815 | 0.60286 | 45.38
4601 | 0.29262 | 0.43552 | 47.44
4602 | 0.28567 | 0.30049 | 52.09
4603 | 0.29846 | 0.21229 | 46.71
4604 | 0.2742 | 0.11246 | 44.69
4605 | 0.23875 | 0.01047 | 47.76
4606 | 0.19564 | 0 | 40.17
4607 | 0.18412 | 0 | 38.94
4608 | 0.25181 | 0 | 37.89
4609 | 0.33055 | 0 | 35
4610 | 0.32694 | 0 | 30.03
4611 | 0.33055 | 0 | 26.81
4612 | 0.3572 | 0 | 32.18
4613 | 0.39022 | 0 | 35.95
4614 | 0.32335 | 0.00087 | 45.63
4615 | 0.27648 | 0.01742 | 52.77
4616 | 0.25071 | 0.07733 | 53.74
4617 | 0.19858 | 0.14967 | 52.4
4618 | 0.17207 | 0.36576 | 50.97
4619 | 0.14265 | 0.44336 | 44.54
4620 | 0.13939 | 0.66802 | 41.73
4621 | 0.23554 | 0.66066 | 40.73
4622 | 0.35598 | 0.73842 | 38
4623 | 0.45698 | 0.76874 | 38.64
4624 | 0.54584 | 0.70337 | 39.73
4625 | 0.58702 | 0.59253 | 40.93
4626 | 0.61371 | 0.44521 | 43.02
4627 | 0.62903 | 0.28848 | 39.49
4628 | 0.65029 | 0.13419 | 37.65
4629 | 0.68412 | 0.02102 | 43.88
4630 | 0.66777 | 0 | 41.42
4631 | 0.54262 | 0 | 41.05
4632 | 0.35233 | 0 | 38.38
4633 | 0.28567 | 0 | 36.87
4634 | 0.28336 | 0 | 34.34
4635 | 0.27877 | 0 | 28.75
4636 | 0.28798 | 0 | 31.84
4637 | 0.3402 | 0 | 34.83
4638 | 0.39389 | 0.00351 | 34.61
4639 | 0.39022 | 0.05375 | 37.17
4640 | 0.31499 | 0.18254 | 39.83
4641 | 0.26067 | 0.33252 | 39.82
4642 | 0.2177 | 0.47954 | 39
4643 | 0.13459 | 0.6115 | 37.87
4644 | 0.0496 | 0.69911 | 34.7
4645 | 0.00333 | 0.74392 | 33.94
4646 | 0.00078 | 0.73204 | 33.51
4647 | 0.00645 | 0.72183 | 33.56
4648 | 0.06616 | 0.63427 | 34.71
4649 | 0.14265 | 0.55524 | 36.91
4650 | 0.15439 | 0.43346 | 37.98
4651 | 0.25733 | 0.2818 | 37.79
4652 | 0.58801 | 0.13256 | 37.72
4653 | 0.71901 | 0.01989 | 41.2
4654 | 0.70976 | 0 | 38.17
4655 | 0.68697 | 0 | 35.85
4656 | 0.667 | 0 | 35.04
4657 | 0.63078 | 0 | 33.77
4658 | 0.57705 | 0 | 32.69
4659 | 0.54692 | 0 | 32.15
4660 | 0.49689 | 0 | 32.14
4661 | 0.47005 | 0 | 26.62
4662 | 0.4534 | 0.0035 | 26.94
4663 | 0.44499 | 0.05212 | 30.67
4664 | 0.41955 | 0.1801 | 34.06
4665 | 0.35842 | 0.33433 | 32.72
4666 | 0.29496 | 0.48201 | 30.2
4667 | 0.1908 | 0.58791 | 36.43
4668 | 0.14845 | 0.68136 | 34.04
4669 | 0.09561 | 0.6945 | 27.7
4670 | 0.0474 | 0.61053 | 32.04
4671 | 0.01768 | 0.58456 | 26.96
4672 | 0.01222 | 0.5264 | 25.58
4673 | 0.01468 | 0.40896 | 33.01
4674 | 0.0461 | 0.34414 | 35.17
4675 | 0.11926 | 0.20906 | 38.29
4676 | 0.30316 | 0.12633 | 37.97
4677 | 0.56376 | 0.01941 | 43.72
4678 | 0.69868 | 0 | 39.11
4679 | 0.73772 | 0 | 37.8
4680 | 0.70135 | 0 | 31.15
4681 | 0.65193 | 0 | 31.61
4682 | 0.60439 | 0 | 25.98
4683 | 0.56994 | 0 | 26.65
4684 | 0.56583 | 0 | 33.08
4685 | 0.54904 | 0 | 33.15
4686 | 0.53503 | 0.00262 | 45.23
4687 | 0.49689 | 0.05222 | 50.06
4688 | 0.46413 | 0.18242 | 47.94
4689 | 0.38409 | 0.33021 | 46.2
4690 | 0.2674 | 0.49638 | 45.3
4691 | 0.1493 | 0.62861 | 44
4692 | 0.06202 | 0.72411 | 41
4693 | 0.01146 | 0.77495 | 38.69
4694 | 0.00049 | 0.78133 | 38.03
4695 | 0.00272 | 0.75713 | 37.52
4696 | 0.01649 | 0.69214 | 38.02
4697 | 0.05513 | 0.5866 | 42.56
4698 | 0.11778 | 0.44761 | 45.94
4699 | 0.19858 | 0.29019 | 44.08
4700 | 0.29964 | 0.13296 | 43.44
4701 | 0.3067 | 0.0233 | 44.6
4702 | 0.18984 | 0 | 38.37
4703 | 0.11778 | 0 | 37.06
4704 | 0.15697 | 0 | 36.27
4705 | 0.15958 | 0 | 34.93
4706 | 0.14761 | 0 | 33.89
4707 | 0.14845 | 0 | 33.13
4708 | 0.11487 | 0 | 35.11
4709 | 0.07548 | 0 | 39.21
4710 | 0.0444 | 0.00262 | 46.95
4711 | 0.02748 | 0.05052 | 49.14
4712 | 0.01995 | 0.17943 | 47.95
4713 | 0.00685 | 0.3344 | 47.13
4714 | 0.0006 | 0.48149 | 46.92
4715 | 0.00031 | 0.60703 | 42.07
4716 | 0 | 0.69331 | 39.9
4717 | 0.00384 | 0.76375 | 39.46
4718 | 0.05609 | 0.74542 | 39.04
4719 | 0.15871 | 0.71217 | 39.3
4720 | 0.28682 | 0.65568 | 45.38
4721 | 0.38777 | 0.54927 | 48.81
4722 | 0.42806 | 0.43246 | 52.64
4723 | 0.45459 | 0.28064 | 51.96
4724 | 0.43896 | 0.12966 | 49.19
4725 | 0.41101 | 0.01796 | 49
4726 | 0.36819 | 0 | 45.19
4727 | 0.32335 | 0 | 40.02
4728 | 0.20353 | 0 | 38.87
4729 | 0.11199 | 0 | 38.12
4730 | 0.06511 | 0 | 37.28
4731 | 0.04233 | 0 | 37.9
4732 | 0.02748 | 0 | 39.1
4733 | 0.01792 | 0 | 44.03
4734 | 0.02211 | 0.00262 | 49.98
4735 | 0.03462 | 0.05031 | 50.98
4736 | 0.04915 | 0.17603 | 50.23
4737 | 0.06511 | 0.31421 | 48.78
4738 | 0.10986 | 0.46062 | 47.7
4739 | 0.13778 | 0.58815 | 45
4740 | 0.20353 | 0.68822 | 43.14
4741 | 0.33175 | 0.79569 | 40.52
4742 | 0.47712 | 0.79488 | 40.55
4743 | 0.59386 | 0.77298 | 41.6
4744 | 0.67007 | 0.67427 | 48
4745 | 0.67978 | 0.5409 | 52
4746 | 0.70462 | 0.3958 | 54.01
4747 | 0.70135 | 0.28649 | 50.8
4748 | 0.70657 | 0.12044 | 50.17
4749 | 0.64449 | 0.02192 | 50.64
4750 | 0.57402 | 0 | 45.9
4751 | 0.54692 | 0 | 40.47
4752 | 0.52955 | 0 | 39
4753 | 0.47477 | 0 | 34.47
4754 | 0.43049 | 0 | 31.49
4755 | 0.47359 | 0 | 27.89
4756 | 0.5049 | 0 | 29.96
4757 | 0.54369 | 0 | 36.89
4758 | 0.57096 | 0.00174 | 43.25
4759 | 0.621 | 0.02177 | 48.96
4760 | 0.64533 | 0.06059 | 47.5
4761 | 0.59964 | 0.12376 | 44.91
4762 | 0.47829 | 0.1446 | 43.49
4763 | 0.29262 | 0.25753 | 40.41
4764 | 0.25844 | 0.56264 | 39.25
4765 | 0.31025 | 0.60075 | 38.99
4766 | 0.37308 | 0.64721 | 39.72
4767 | 0.42199 | 0.60875 | 39.21
4768 | 0.49458 | 0.57493 | 42.86
4769 | 0.53612 | 0.47587 | 47.13
4770 | 0.5218 | 0.41918 | 47.76
4771 | 0.46294 | 0.2471 | 44.6
4772 | 0.4232 | 0.12333 | 43.3
4773 | 0.36941 | 0.01746 | 48.01
4774 | 0.30552 | 0 | 43.73
4775 | 0.31619 | 0 | 37.86
4776 | 0.28106 | 0 | 34.97
4777 | 0.20452 | 0 | 33.82
4778 | 0.17207 | 0 | 29.75
4779 | 0.17758 | 0 | 30.43
4780 | 0.21258 | 0 | 32.64
4781 | 0.27079 | 0 | 41.19
4782 | 0.30199 | 0.00174 | 47.27
4783 | 0.29846 | 0.03846 | 48.95
4784 | 0.30552 | 0.12064 | 49.43
4785 | 0.31499 | 0.18179 | 47.86
4786 | 0.34262 | 0.27771 | 47.03
4787 | 0.41223 | 0.34895 | 44.01
4788 | 0.41101 | 0.43923 | 39.59
4789 | 0.41589 | 0.40653 | 39.4
4790 | 0.44258 | 0.50597 | 39.2
4791 | 0.42685 | 0.50696 | 39.36
4792 | 0.43775 | 0.4166 | 46.21
4793 | 0.42199 | 0.36695 | 48.47
4794 | 0.40246 | 0.28112 | 48.85
4795 | 0.39511 | 0.19848 | 48.9
4796 | 0.40735 | 0.06953 | 46.59
4797 | 0.43049 | 0.01305 | 50.6
4798 | 0.4498 | 0 | 44.92
4799 | 0.59192 | 0 | 41.21
4800 | 0.63771 | 0 | 38.08
4801 | 0.6639 | 0 | 36.81
4802 | 0.64196 | 0 | 29.48
4803 | 0.70657 | 0 | 28.73
4804 | 0.68555 | 0 | 28.14
4805 | 0.66468 | 0 | 28.55
4806 | 0.67159 | 0.00087 | 28.99
4807 | 0.63078 | 0.03234 | 29.76
4808 | 0.50831 | 0.09414 | 36.8
4809 | 0.42685 | 0.18901 | 35.04
4810 | 0.35598 | 0.39408 | 32.81
4811 | 0.2334 | 0.58031 | 31.63
4812 | 0.27991 | 0.56033 | 27.63
4813 | 0.37552 | 0.47319 | 27.84
4814 | 0.48531 | 0.56682 | 28.7
4815 | 0.57199 | 0.70567 | 30.28
4816 | 0.59192 | 0.6559 | 30.19
4817 | 0.60533 | 0.55826 | 34.66
4818 | 0.58006 | 0.40059 | 38.38
4819 | 0.53503 | 0.26205 | 37.53
4820 | 0.43655 | 0.12229 | 37.72
4821 | 0.31381 | 0.01654 | 39.2
4822 | 0.19564 | 0 | 37.29
4823 | 0.10916 | 0 | 34.5
4824 | 0.05005 | 0 | 32.4
4825 | 0.02561 | 0 | 31.98
4826 | 0.02353 | 0 | 30.27
4827 | 0.01841 | 0 | 30
4828 | 0.01281 | 0 | 30.03
4829 | 0.01404 | 0 | 29.88
4830 | 0.01602 | 0.00174 | 30.67
4831 | 0.00936 | 0.03515 | 31.02
4832 | 0.00078 | 0.12644 | 31.01
4833 | 2e-05 | 0.24854 | 29.69
4834 | 0.00053 | 0.4083 | 30.24
4835 | 0.00058 | 0.46245 | 32.23
4836 | 0.00671 | 0.62405 | 19.55
4837 | 0.01557 | 0.69336 | 16.98
4838 | 0.02975 | 0.67817 | 20.86
4839 | 0.05609 | 0.68409 | 28.04
4840 | 0.07952 | 0.62452 | 32.02
4841 | 0.07491 | 0.50218 | 35.9
4842 | 0.05705 | 0.37265 | 42.42
4843 | 0.06101 | 0.2434 | 43.6
4844 | 0.06775 | 0.11258 | 44.92
4845 | 0.05513 | 0.01826 | 46.62
4846 | 0.03953 | 0 | 40
4847 | 0.02184 | 0 | 37.47
4848 | 0.02239 | 0 | 35.11
4849 | 0.04274 | 0 | 32.14
4850 | 0.07778 | 0 | 26.34
4851 | 0.05187 | 0 | 22.77
4852 | 0.01447 | 0 | 26.25
4853 | 0.00272 | 0 | 33.03
4854 | 0.0017 | 0.00175 | 46.25
4855 | 0.00412 | 0.04016 | 48
4856 | 0.00471 | 0.15135 | 46.4
4857 | 0.00317 | 0.29383 | 46.07
4858 | 0.0017 | 0.43849 | 44.88
4859 | 0.00904 | 0.59498 | 44.31
4860 | 7e-05 | 0.68285 | 43.04
4861 | 0 | 0.74535 | 41.52
4862 | 0.00022 | 0.76533 | 41.52
4863 | 0.00202 | 0.74199 | 41.06
4864 | 0.00753 | 0.67408 | 44.98
4865 | 0.01696 | 0.56674 | 48.98
4866 | 0.04783 | 0.42884 | 53.94
4867 | 0.09111 | 0.27241 | 53.34
4868 | 0.10293 | 0.12232 | 50.59
4869 | 0.08369 | 0.01473 | 51.87
4870 | 0.06722 | 0 | 43.36
4871 | 0.05513 | 0 | 38.61
4872 | 0.09691 | 0 | 37.58
4873 | 0.14678 | 0 | 36.98
4874 | 0.20652 | 0 | 36.52
4875 | 0.26179 | 0 | 32.84
4876 | 0.36941 | 0 | 37.7
4877 | 0.47477 | 0 | 45.15
4878 | 0.53065 | 0.00173 | 48.38
4879 | 0.47241 | 0.03926 | 50.98
4880 | 0.33899 | 0.14274 | 49.65
4881 | 0.24198 | 0.27583 | 46.54
4882 | 0.16133 | 0.45562 | 45.57
4883 | 0.0444 | 0.57902 | 43.23
4884 | 0.02296 | 0.67654 | 40.84
4885 | 0.08922 | 0.72416 | 41.81
4886 | 0.14761 | 0.74488 | 42.37
4887 | 0.08551 | 0.69267 | 45
4888 | 0.05803 | 0.64799 | 52.97
4889 | 0.03798 | 0.42033 | 57.71
4890 | 0.05187 | 0.36362 | 59.52
4891 | 0.27648 | 0.19678 | 57.43
4892 | 0.49112 | 0.10571 | 57.71
4893 | 0.5049 | 0.01557 | 55
4894 | 0.39634 | 0 | 45.5
4895 | 0.26067 | 0 | 42.25
4896 | 0.32935 | 0 | 39.65
4897 | 0.39879 | 0 | 38.48
4898 | 0.40001 | 0 | 35.78
4899 | 0.26966 | 0 | 35.34
4900 | 0.11778 | 0 | 37.97
4901 | 0.04652 | 0 | 40.95
4902 | 0.00548 | 0.00087 | 51.33
4903 | 0.00044 | 0.0376 | 57.35
4904 | 7e-05 | 0.16362 | 57.75
4905 | 0.00049 | 0.30969 | 56.26
4906 | 0.00317 | 0.43663 | 58.11
4907 | 4e-05 | 0.57707 | 57.99
4908 | 0.00022 | 0.67474 | 57.24
4909 | 0.00196 | 0.73557 | 56.46
4910 | 0.00431 | 0.75319 | 54.93
4911 | 0.00125 | 0.72415 | 54.88
4912 | 9e-05 | 0.65323 | 57.75
4913 | 8e-05 | 0.54834 | 68.13
4914 | 0.00093 | 0.41699 | 74.06
4915 | 0.00196 | 0.26452 | 68.16
4916 | 0.0018 | 0.11839 | 59.36
4917 | 0.00075 | 0.01301 | 57.81
4918 | 0.00015 | 0 | 52.33
4919 | 0.01056 | 0 | 45.62
4920 | 0.01242 | 0 | 42.05
4921 | 0.00548 | 0 | 39.58
4922 | 6e-05 | 0 | 39.09
4923 | 3e-05 | 0 | 38.9
4924 | 0 | 0 | 40.67
4925 | 2e-05 | 0 | 45.93
4926 | 0.00208 | 0.00087 | 53.22
4927 | 0.01222 | 0.03197 | 55.25
4928 | 0.03042 | 0.15658 | 56.7
4929 | 0.05187 | 0.26649 | 52.78
4930 | 0.09175 | 0.45033 | 52.12
4931 | 0.09561 | 0.56076 | 49.16
4932 | 0.12832 | 0.66697 | 47.4
4933 | 0.17665 | 0.70573 | 50.02
4934 | 0.26966 | 0.69358 | 47.78
4935 | 0.41101 | 0.71692 | 50.15
4936 | 0.39634 | 0.60616 | 56.85
4937 | 0.38899 | 0.53949 | 62.05
4938 | 0.41101 | 0.40142 | 69.58
4939 | 0.33416 | 0.24417 | 61.86
4940 | 0.21258 | 0.10363 | 56.75
4941 | 0.15697 | 0.01732 | 50.74
4942 | 0.14595 | 0 | 41.88
4943 | 0.2674 | 0 | 38.72
4944 | 0.28451 | 0 | 37.73
4945 | 0.25844 | 0 | 37.19
4946 | 0.30788 | 0 | 36.57
4947 | 0.32335 | 0 | 36.37
4948 | 0.34383 | 0 | 38.49
4949 | 0.28106 | 0 | 43.08
4950 | 0.22497 | 0 | 49.66
4951 | 0.14761 | 0.01215 | 54.18
4952 | 0.07266 | 0.10881 | 56.07
4953 | 0.03722 | 0.26622 | 53.77
4954 | 0.02748 | 0.41799 | 50.98
4955 | 0.025 | 0.51582 | 49.62
4956 | 0.07835 | 0.51158 | 46.03
4957 | 0.09824 | 0.58507 | 47.03
4958 | 0.07266 | 0.45531 | 46.05
4959 | 0.11056 | 0.2544 | 45.33
4960 | 0.15871 | 0.34264 | 49.27
4961 | 0.22811 | 0.25753 | 52.07
4962 | 0.32455 | 0.28906 | 53.62
4963 | 0.38287 | 0.24073 | 52.06
4964 | 0.38899 | 0.10288 | 48.97
4965 | 0.35233 | 0.01131 | 52.54
4966 | 0.28682 | 0 | 47.68
4967 | 0.16486 | 0 | 39.01
4968 | 0.14265 | 0 | 37.59
4969 | 0.10846 | 0 | 37.01
4970 | 0.07156 | 0 | 36.04
4971 | 0.05609 | 0 | 35.1
4972 | 0.05466 | 0 | 35.28
4973 | 0.08612 | 0 | 34.2
4974 | 0.12149 | 0.00088 | 33.97
4975 | 0.1402 | 0.02656 | 37.42
4976 | 0.19564 | 0.12011 | 39.43
4977 | 0.22811 | 0.28563 | 38.16
4978 | 0.1908 | 0.37462 | 36.89
4979 | 0.12375 | 0.51246 | 37.52
4980 | 0.1785 | 0.62551 | 34.37
4981 | 0.2674 | 0.70011 | 33.7
4982 | 0.37308 | 0.73198 | 33.06
4983 | 0.49343 | 0.71181 | 33.85
4984 | 0.57199 | 0.62169 | 35.62
4985 | 0.57199 | 0.46235 | 38.79
4986 | 0.61279 | 0.38113 | 38.94
4987 | 0.62726 | 0.24744 | 37.91
4988 | 0.61095 | 0.09454 | 36.19
4989 | 0.56169 | 0.01133 | 36.19
4990 | 0.52402 | 0 | 34
4991 | 0.55329 | 0 | 30.98
4992 | 0.51396 | 0 | 30.02
4993 | 0.47241 | 0 | 28.2
4994 | 0.39634 | 0 | 26.27
4995 | 0.29146 | 0 | 27.1
4996 | 0.20853 | 0 | 26.8
4997 | 0.1785 | 0 | 25.6
4998 | 0.20253 | 0 | 28.1
4999 | 0.1908 | 0.03115 | 30.05
5000 | 0.14761 | 0.14707 | 30.28
5001 | 0.11559 | 0.27812 | 32.06
5002 | 0.11056 | 0.40031 | 32.61
5003 | 0.04915 | 0.47686 | 31.68
5004 | 0.11056 | 0.6245 | 29.32
5005 | 0.16755 | 0.64961 | 28.45
5006 | 0.18602 | 0.67125 | 28.45
5007 | 0.1785 | 0.70784 | 27.89
5008 | 0.19176 | 0.62058 | 29.38
5009 | 0.16934 | 0.54802 | 34.42
5010 | 0.10226 | 0.40581 | 40.03
5011 | 0.07835 | 0.25479 | 40.3
5012 | 0.05187 | 0.10554 | 40.87
5013 | 0.02296 | 0.01135 | 41.46
5014 | 0.01301 | 0 | 39.01
5015 | 0.02268 | 0 | 35.77
5016 | 0.05279 | 0 | 34.05
5017 | 0.11852 | 0 | 32.65
5018 | 0.20954 | 0 | 28.97
5019 | 0.31976 | 0 | 28.45
5020 | 0.43775 | 0 | 34.76
5021 | 0.57199 | 0 | 39.72
5022 | 0.6783 | 0 | 42.07
5023 | 0.75337 | 0.03135 | 45.45
5024 | 0.80054 | 0.13671 | 47.75
5025 | 0.81474 | 0.21166 | 44.8
5026 | 0.83094 | 0.2091 | 43.42
5027 | 0.82487 | 0.24243 | 42.61
5028 | 0.82072 | 0.4107 | 38.67
5029 | 0.83094 | 0.48703 | 34.96
5030 | 0.83888 | 0.71324 | 33.58
5031 | 0.84066 | 0.74036 | 37.47
5032 | 0.83159 | 0.57179 | 45.21
5033 | 0.82641 | 0.44492 | 46.97
5034 | 0.81526 | 0.38804 | 47.23
5035 | 0.79056 | 0.20391 | 45.97
5036 | 0.78942 | 0.08746 | 46.06
5037 | 0.80601 | 0.01048 | 49.38
5038 | 0.81734 | 0 | 43.25
5039 | 0.79314 | 0 | 32.4
5040 | 0.79204 | 0 | 26.59
5041 | 0.78635 | 0 | 29.56
5042 | 0.78518 | 0 | 20.74
5043 | 0.77146 | 0 | 16.06
5044 | 0.78319 | 0 | 23.27
5045 | 0.81526 | 0 | 27.63
5046 | 0.83045 | 0 | 30.73
5047 | 0.83898 | 0.02244 | 36.25
5048 | 0.84112 | 0.10959 | 41.04
5049 | 0.83991 | 0.22265 | 37.37
5050 | 0.83866 | 0.3258 | 35.99
5051 | 0.83668 | 0.5102 | 34.34
5052 | 0.83545 | 0.5291 | 28.43
5053 | 0.83051 | 0.59315 | 28.95
5054 | 0.8191 | 0.58042 | 28.89
5055 | 0.80972 | 0.45521 | 29.75
5056 | 0.79448 | 0.51196 | 30.14
5057 | 0.78406 | 0.49253 | 38.91
5058 | 0.77545 | 0.36497 | 38.99
5059 | 0.76645 | 0.23004 | 34.05
5060 | 0.74901 | 0.10426 | 34.93
5061 | 0.71102 | 0.01052 | 43.66
5062 | 0.63942 | 0 | 38.66
5063 | 0.6731 | 0 | 27.58
5064 | 0.64281 | 0 | 27.76
5065 | 0.61002 | 0 | 22.84
5066 | 0.59772 | 0 | 17.78
5067 | 0.5554 | 0 | 14.96
5068 | 0.47477 | 0 | 22.65
5069 | 0.33899 | 0 | 24.2
5070 | 0.23022 | 0 | 27.77
5071 | 0.20853 | 0.02201 | 35.48
5072 | 0.19662 | 0.07351 | 35.77
5073 | 0.25071 | 0.18804 | 34.87
5074 | 0.40123 | 0.2076 | 35.16
5075 | 0.40123 | 0.27377 | 33.94
5076 | 0.42806 | 0.36113 | 32.36
5077 | 0.43049 | 0.36204 | 31.42
5078 | 0.42806 | 0.44523 | 32.39
5079 | 0.37797 | 0.52172 | 31.85
5080 | 0.31025 | 0.54059 | 30.54
5081 | 0.2674 | 0.36852 | 36.05
5082 | 0.19564 | 0.29508 | 41.86
5083 | 0.11778 | 0.15731 | 40.43
5084 | 0.06407 | 0.07385 | 39.59
5085 | 0.04032 | 0.00875 | 44.07
5086 | 0.02382 | 0 | 41.74
5087 | 0.03609 | 0 | 39
5088 | 0.02382 | 0 | 37.07
5089 | 0.01743 | 0 | 35.97
5090 | 0.02211 | 0 | 33.24
5091 | 0.04233 | 0 | 31.37
5092 | 0.08674 | 0 | 36
5093 | 0.0989 | 0 | 39.93
5094 | 0.0989 | 0 | 42.37
5095 | 0.0886 | 0.026 | 42.35
5096 | 0.04357 | 0.13221 | 42.43
5097 | 0.01447 | 0.26237 | 40.76
5098 | 0.00384 | 0.41332 | 40.89
5099 | 0.00015 | 0.43923 | 41.43
5100 | 1e-05 | 0.58768 | 41.04
5101 | 0.00232 | 0.6123 | 40.13
5102 | 0.01468 | 0.71216 | 40.7
5103 | 0.04112 | 0.64282 | 40.21
5104 | 0.10705 | 0.62307 | 45.33
5105 | 0.18697 | 0.47503 | 51.08
5106 | 0.27079 | 0.34924 | 50.08
5107 | 0.28682 | 0.21828 | 49.5
5108 | 0.27648 | 0.0997 | 51
5109 | 0.27534 | 0.01049 | 51.53
5110 | 0.21667 | 0 | 44.54
5111 | 0.10567 | 0 | 40
5112 | 0.05233 | 0 | 38.89
5113 | 0.02156 | 0 | 36.44
5114 | 0.01109 | 0 | 29.95
5115 | 0.00711 | 0 | 29.57
5116 | 0.00287 | 0 | 31.29
5117 | 0.00155 | 0 | 36.63
5118 | 0.00252 | 0 | 42.98
5119 | 0.00514 | 0.02636 | 47.82
5120 | 0.01109 | 0.14732 | 50.47
5121 | 0.00841 | 0.3017 | 47.95
5122 | 0.00272 | 0.46104 | 44.96
5123 | 0.01512 | 0.58556 | 42.31
5124 | 0.00767 | 0.67902 | 41.28
5125 | 0.00888 | 0.742 | 40.08
5126 | 0.01557 | 0.76773 | 40.22
5127 | 0.03283 | 0.73685 | 37.76
5128 | 0.05705 | 0.67051 | 41.9
5129 | 0.09824 | 0.5508 | 45.95
5130 | 0.10636 | 0.41143 | 49.51
5131 | 0.11487 | 0.25257 | 43.21
5132 | 0.11926 | 0.10342 | 47.17
5133 | 0.1245 | 0.01048 | 43.96
5134 | 0.10986 | 0 | 41.12
5135 | 0.07662 | 0 | 38.96
5136 | 0.02101 | 0 | 36.94
5137 | 0.00044 | 0 | 30.08
5138 | 0 | 0 | 29.67
5139 | 0 | 0 | 28.02
5140 | 0 | 0 | 32.97
5141 | 0 | 0 | 29.5
5142 | 0.00013 | 0 | 31.39
5143 | 0.02156 | 0.02298 | 37.72
5144 | 0.03498 | 0.10583 | 38.51
5145 | 0.01362 | 0.22433 | 37.04
5146 | 0.00525 | 0.38324 | 35.63
5147 | 0.00341 | 0.49791 | 35.04
5148 | 0.00196 | 0.62247 | 32.43
5149 | 0.00384 | 0.71053 | 30.1
5150 | 0.00936 | 0.71787 | 30.4
5151 | 0.02909 | 0.6952 | 30.52
5152 | 0.05852 | 0.64213 | 34.09
5153 | 0.0807 | 0.52715 | 38.95
5154 | 0.12224 | 0.39606 | 41.08
5155 | 0.13617 | 0.23743 | 41.02
5156 | 0.11632 | 0.07962 | 41.58
5157 | 0.20452 | 0.01047 | 41.96
5158 | 0.16755 | 0 | 39.47
5159 | 0.09047 | 0 | 37.69
5160 | 0.07101 | 0 | 35
5161 | 0.15958 | 0 | 32.78
5162 | 0.2334 | 0 | 32.34
5163 | 0.27648 | 0 | 30.23
5164 | 0.29146 | 0 | 30.33
5165 | 0.23234 | 0 | 28.49
5166 | 0.14761 | 0 | 33.37
5167 | 0.08011 | 0.02288 | 30.97
5168 | 0.04652 | 0.10271 | 29.23
5169 | 0.03042 | 0.18289 | 28.26
5170 | 0.03572 | 0.33532 | 28.36
5171 | 0.03722 | 0.45003 | 29.06
5172 | 0.07211 | 0.50177 | 29.12
5173 | 0.11852 | 0.41872 | 29.02
5174 | 0.15784 | 0.35238 | 28.29
5175 | 0.18507 | 0.40653 | 29.61
5176 | 0.17207 | 0.4363 | 34.23
5177 | 0.17573 | 0.44589 | 39.02
5178 | 0.15784 | 0.35152 | 42
5179 | 0.12603 | 0.22849 | 43.99
5180 | 0.10293 | 0.09164 | 47
5181 | 0.10846 | 0.00874 | 46.76
5182 | 0.15611 | 0 | 42.24
5183 | 0.28106 | 0 | 38.46
5184 | 0.32815 | 0 | 31.21
5185 | 0.42077 | 0 | 27.56
5186 | 0.41589 | 0 | 23.28
5187 | 0.41223 | 0 | 22.32
5188 | 0.49458 | 0 | 24.6
5189 | 0.53503 | 0 | 29.45
5190 | 0.58006 | 0 | 40.21
5191 | 0.59964 | 0.01458 | 42.81
5192 | 0.59094 | 0.05323 | 45.62
5193 | 0.59772 | 0.08332 | 45.91
5194 | 0.60344 | 0.20434 | 45.03
5195 | 0.4049 | 0.15906 | 45.22
5196 | 0.2529 | 0.25023 | 41.98
5197 | 0.17207 | 0.33252 | 35.06
5198 | 0.16934 | 0.45604 | 31.02
5199 | 0.16576 | 0.37603 | 30.05
5200 | 0.15871 | 0.36792 | 31.95
5201 | 0.15784 | 0.3973 | 39.47
5202 | 0.1338 | 0.29326 | 43.29
5203 | 0.11852 | 0.1812 | 39.83
5204 | 0.12074 | 0.07548 | 39.81
5205 | 0.11056 | 0.007 | 45
5206 | 0.07491 | 0 | 39.87
5207 | 0.02876 | 0 | 38.48
5208 | 0.02268 | 0 | 36.92
5209 | 0.03248 | 0 | 34.62
5210 | 0.03213 | 0 | 33.69
5211 | 0.02561 | 0 | 31.62
5212 | 0.01995 | 0 | 35.22
5213 | 0.03535 | 0 | 35.27
5214 | 0.06151 | 0 | 43.49
5215 | 0.03042 | 0.00437 | 45
5216 | 0.04233 | 0.01747 | 44
5217 | 0.05005 | 0.07822 | 41.96
5218 | 0.04915 | 0.15991 | 41.37
5219 | 0.05187 | 0.36217 | 40.02
5220 | 0.09496 | 0.35858 | 38.87
5221 | 0.14102 | 0.40096 | 38.97
5222 | 0.15958 | 0.45087 | 38.99
5223 | 0.17481 | 0.5529 | 40.04
5224 | 0.1908 | 0.45141 | 43.84
5225 | 0.24198 | 0.41439 | 48.93
5226 | 0.2742 | 0.26263 | 49.75
5227 | 0.24091 | 0.1802 | 48.95
5228 | 0.21156 | 0.06816 | 48.47
5229 | 0.16845 | 0.00873 | 49.12
5230 | 0.1493 | 0 | 40.97
5231 | 0.13301 | 0 | 37.03
5232 | 0.14265 | 0 | 30.37
5233 | 0.12526 | 0 | 27.32
5234 | 0.11852 | 0 | 25.97
5235 | 0.12832 | 0 | 25.73
5236 | 0.12149 | 0 | 26.08
5237 | 0.14102 | 0 | 29.79
5238 | 0.15014 | 0 | 40.23
5239 | 0.14102 | 0.017 | 44.36
5240 | 0.08985 | 0.11777 | 44.98
5241 | 0.04398 | 0.25439 | 43.42
5242 | 0.01743 | 0.35159 | 44.12
5243 | 0.00904 | 0.51775 | 42.16
5244 | 0.03572 | 0.57215 | 36.68
5245 | 0.10705 | 0.61395 | 36.04
5246 | 0.20353 | 0.60599 | 31.16
5247 | 0.20452 | 0.5449 | 29.28
5248 | 0.16576 | 0.45955 | 33.27
5249 | 0.16221 | 0.32079 | 41.69
5250 | 0.12832 | 0.27049 | 43.15
5251 | 0.0886 | 0.17572 | 42.2
5252 | 0.0474 | 0.06245 | 41.94
5253 | 0.04398 | 0.00697 | 40.55
5254 | 0.07662 | 0 | 37.64
5255 | 0.24742 | 0 | 32.74
5256 | 0.22917 | 0 | 31.33
5257 | 0.24633 | 0 | 25.72
5258 | 0.28106 | 0 | 25.37
5259 | 0.23128 | 0 | 25.88
5260 | 0.17573 | 0 | 26.21
5261 | 0.22497 | 0 | 28.43
5262 | 0.26853 | 0 | 35.04
5263 | 0.31619 | 0.00882 | 39.98
5264 | 0.37186 | 0.0617 | 37.47
5265 | 0.4486 | 0.11607 | 32.56
5266 | 0.56994 | 0.11861 | 30.46
5267 | 0.58504 | 0.25995 | 28.57
5268 | 0.64865 | 0.16422 | 28.5
5269 | 0.6731 | 0.17559 | 28.37
5270 | 0.65997 | 0.2187 | 28.7
5271 | 0.6228 | 0.37095 | 30.76
5272 | 0.55646 | 0.26451 | 35.99
5273 | 0.52734 | 0.32963 | 39.04
5274 | 0.57096 | 0.26934 | 43.05
5275 | 0.58603 | 0.17969 | 43.37
5276 | 0.6246 | 0.04408 | 43.63
5277 | 0.69326 | 0.00174 | 42.1
5278 | 0.70069 | 0 | 38.12
5279 | 0.74901 | 0 | 34.92
5280 | 0.77186 | 0 | 26.19
5281 | 0.81847 | 0 | 23.73
5282 | 0.82397 | 0 | 19.08
5283 | 0.82808 | 0 | 16.93
5284 | 0.82285 | 0 | 17.62
5285 | 0.79847 | 0 | 20.3
5286 | 0.81193 | 0 | 23.25
5287 | 0.8254 | 0.01391 | 31
5288 | 0.82557 | 0.09439 | 34.08
5289 | 0.83608 | 0.20444 | 36.46
5290 | 0.83956 | 0.3741 | 36.93
5291 | 0.83949 | 0.50254 | 36.05
5292 | 0.83656 | 0.65771 | 33.02
5293 | 0.81934 | 0.6534 | 31.52
5294 | 0.79093 | 0.67063 | 32.19
5295 | 0.8111 | 0.61735 | 24.81
5296 | 0.79846 | 0.59504 | 28.17
5297 | 0.8015 | 0.52768 | 31.19
5298 | 0.79778 | 0.38064 | 35.7
5299 | 0.74705 | 0.22436 | 29.36
5300 | 0.72066 | 0.07924 | 28.42
5301 | 0.7573 | 0.00436 | 34.26
5302 | 0.76567 | 0 | 31.26
5303 | 0.79881 | 0 | 22.82
5304 | 0.81526 | 0 | 8.9
5305 | 0.8181 | 0 | 7
5306 | 0.83688 | 0 | 8.75
5307 | 0.84141 | 0 | 9.02
5308 | 0.84056 | 0 | 9.2
5309 | 0.83843 | 0 | 9.74
5310 | 0.83769 | 0 | 8.69
5311 | 0.83687 | 0.01228 | 16.15
5312 | 0.83743 | 0.11905 | 20.39
5313 | 0.83164 | 0.26976 | 15.24
5314 | 0.82228 | 0.38121 | 9.65
5315 | 0.76981 | 0.54562 | 14.64
5316 | 0.78688 | 0.66713 | 9.54
5317 | 0.79696 | 0.6769 | 7.2
5318 | 0.77816 | 0.74773 | 4.18
5319 | 0.76254 | 0.72479 | 5.63
5320 | 0.73448 | 0.64131 | 4.35
5321 | 0.70912 | 0.5347 | 10.61
5322 | 0.70462 | 0.33665 | 22.2
5323 | 0.70267 | 0.19531 | 23.48
5324 | 0.66623 | 0.07465 | 27.67
5325 | 0.61371 | 0.00525 | 31.83
5326 | 0.55117 | 0 | 29.73
5327 | 0.41589 | 0 | 25.45
5328 | 0.38777 | 0 | 19.31
5329 | 0.41833 | 0 | 14.93
5330 | 0.47712 | 0 | 12.7
5331 | 0.43775 | 0 | 13.13
5332 | 0.47947 | 0 | 13.62
5333 | 0.54584 | 0 | 12.43
5334 | 0.51957 | 0 | 11.17
5335 | 0.45937 | 0.01226 | 14.64
5336 | 0.34383 | 0.06185 | 13.51
5337 | 0.23767 | 0.16202 | 12.97
5338 | 0.17207 | 0.27833 | 14.52
5339 | 0.13221 | 0.38619 | 18.32
5340 | 0.19662 | 0.54356 | 12.19
5341 | 0.25181 | 0.64188 | 8.23
5342 | 0.29146 | 0.67079 | 8.06
5343 | 0.37552 | 0.66218 | 17.37
5344 | 0.4232 | 0.63552 | 24.29
5345 | 0.5218 | 0.48581 | 32.44
5346 | 0.5596 | 0.33162 | 36.29
5347 | 0.47477 | 0.18884 | 34.56
5348 | 0.36574 | 0.07202 | 35.78
5349 | 0.30788 | 0.00351 | 40
5350 | 0.28451 | 0 | 37.29
5351 | 0.17573 | 0 | 28.79
5352 | 0.21977 | 0 | 27.11
5353 | 0.29146 | 0 | 26.71
5354 | 0.27534 | 0 | 24.26
5355 | 0.35598 | 0 | 21.46
5356 | 0.4232 | 0 | 23.91
5357 | 0.47947 | 0 | 26.01
5358 | 0.46887 | 0 | 31
5359 | 0.46413 | 0.0097 | 37.45
5360 | 0.48531 | 0.09625 | 37.63
5361 | 0.50717 | 0.22645 | 36.7
5362 | 0.52624 | 0.42327 | 37.9
5363 | 0.4232 | 0.54152 | 36.18
5364 | 0.45459 | 0.51351 | 35.31
5365 | 0.56376 | 0.68539 | 35.68
5366 | 0.6639 | 0.69321 | 33.92
5367 | 0.58207 | 0.71097 | 30.85
5368 | 0.49573 | 0.59096 | 31.31
5369 | 0.54692 | 0.49006 | 36.21
5370 | 0.5958 | 0.35219 | 36.16
5371 | 0.56994 | 0.22586 | 34.16
5372 | 0.53284 | 0.08026 | 34.1
5373 | 0.47829 | 0.00351 | 42.59
5374 | 0.3743 | 0 | 36.63
5375 | 0.19467 | 0 | 33.08
5376 | 0.20652 | 0 | 30.62
5377 | 0.18697 | 0 | 25.8
5378 | 0.1631 | 0 | 24.12
5379 | 0.17573 | 0 | 22.73
5380 | 0.24742 | 0 | 30.08
5381 | 0.22183 | 0 | 32.38
5382 | 0.18697 | 0 | 35.09
5383 | 0.20652 | 0.01143 | 40.03
5384 | 0.22497 | 0.10306 | 40.85
5385 | 0.24961 | 0.19362 | 36.06
5386 | 0.27877 | 0.31536 | 34.06
5387 | 0.22601 | 0.37514 | 32.1
5388 | 0.27762 | 0.45185 | 30.94
5389 | 0.35355 | 0.51951 | 29.34
5390 | 0.34141 | 0.58312 | 29.78
5391 | 0.31857 | 0.47153 | 28.11
5392 | 0.35355 | 0.57139 | 34.04
5393 | 0.35112 | 0.50538 | 34.95
5394 | 0.31619 | 0.34311 | 41.54
5395 | 0.24633 | 0.17395 | 38.97
5396 | 0.22497 | 0.05446 | 44.77
5397 | 0.11926 | 0.00438 | 41.82
5398 | 0.05419 | 0 | 36.3
5399 | 0.03646 | 0 | 32.39
5400 | 0.03992 | 0 | 29.23
5401 | 0.15014 | 0 | 26.18
5402 | 0.3499 | 0 | 27.16
5403 | 0.45579 | 0 | 25.03
5404 | 0.51621 | 0 | 26.99
5405 | 0.5958 | 0 | 28.79
5406 | 0.6246 | 0 | 33.33
5407 | 0.69801 | 0.007 | 38
5408 | 0.72606 | 0.05795 | 37.77
5409 | 0.73825 | 0.14783 | 35.67
5410 | 0.74752 | 0.14658 | 34.29
5411 | 0.75526 | 0.2392 | 32.02
5412 | 0.78688 | 0.1592 | 30
5413 | 0.78893 | 0.20535 | 31.01
5414 | 0.75432 | 0.2046 | 32.32
5415 | 0.70397 | 0.17585 | 31.74
5416 | 0.69187 | 0.14793 | 31.08
5417 | 0.67904 | 0.1122 | 33.8
5418 | 0.6783 | 0.17603 | 33.03
5419 | 0.67007 | 0.09893 | 29.61
5420 | 0.64947 | 0.04525 | 31.87
5421 | 0.64365 | 0.00262 | 38.22
5422 | 0.6731 | 0 | 35.95
5423 | 0.68483 | 0 | 29.15
5424 | 0.68697 | 0 | 25.64
5425 | 0.6731 | 0 | 23.39
5426 | 0.63253 | 0 | 21.1
5427 | 0.64027 | 0 | 13.59
5428 | 0.65275 | 0 | 16.97
5429 | 0.58996 | 0 | 19.54
5430 | 0.56064 | 0 | 19.27
5431 | 0.55435 | 0.00964 | 23.9
5432 | 0.55117 | 0.10745 | 25.37
5433 | 0.55117 | 0.25596 | 24.1
5434 | 0.52402 | 0.33338 | 23.94
5435 | 0.34383 | 0.49806 | 27.2
5436 | 0.36452 | 0.54302 | 21.26
5437 | 0.39389 | 0.64303 | 16.63
5438 | 0.39144 | 0.69045 | 18.13
5439 | 0.41345 | 0.67701 | 15.47
5440 | 0.42563 | 0.59398 | 17.72
5441 | 0.42685 | 0.50417 | 23.61
5442 | 0.4232 | 0.35485 | 28.61
5443 | 0.30434 | 0.19652 | 32.82
5444 | 0.24961 | 0.06744 | 36.15
5445 | 0.18697 | 0.00263 | 35.07
5446 | 0.10361 | 0 | 33.33
5447 | 0.13301 | 0 | 29.83
5448 | 0.06202 | 0 | 27.3
5449 | 0.0376 | 0 | 26.38
5450 | 0.02239 | 0 | 25.7
5451 | 0.02716 | 0 | 25.65
5452 | 0.05609 | 0 | 28.54
5453 | 0.12526 | 0 | 32.18
5454 | 0.26067 | 0 | 33.75
5455 | 0.4317 | 0.0105 | 35.87
5456 | 0.54046 | 0.09758 | 35.9
5457 | 0.60908 | 0.24647 | 34.56
5458 | 0.64281 | 0.29661 | 34.9
5459 | 0.57604 | 0.38064 | 33.06
5460 | 0.65029 | 0.31815 | 30.54
5461 | 0.69187 | 0.50577 | 26.22
5462 | 0.72316 | 0.37633 | 29.9
5463 | 0.73283 | 0.47069 | 30.97
5464 | 0.7445 | 0.44233 | 32.26
5465 | 0.73611 | 0.34014 | 31.79
5466 | 0.74752 | 0.30518 | 31.47
5467 | 0.777 | 0.13888 | 32.18
5468 | 0.78859 | 0.01134 | 34.13
5469 | 0.78618 | 0.00087 | 36.76
5470 | 0.79511 | 0 | 31.19
5471 | 0.77891 | 0 | 26.45
5472 | 0.80366 | 0 | 18.16
5473 | 0.79289 | 0 | 13.11
5474 | 0.79159 | 0 | 15.21
5475 | 0.76342 | 0 | 12.31
5476 | 0.72835 | 0 | 12.01
5477 | 0.71536 | 0 | 14.56
5478 | 0.69187 | 0 | 12.81
5479 | 0.60628 | 0.00349 | 25.13
5480 | 0.4888 | 0.01484 | 21.24
5481 | 0.40979 | 0.04186 | 22.92
5482 | 0.2742 | 0.058 | 26.95
5483 | 0.15439 | 0.19707 | 26.8
5484 | 0.1908 | 0.23794 | 26.07
5485 | 0.10567 | 0.29823 | 24.07
5486 | 0.15183 | 0.39836 | 24.04
5487 | 0.27877 | 0.24017 | 21.33
5488 | 0.24961 | 0.10472 | 26.85
5489 | 0.26853 | 0.10274 | 32.39
5490 | 0.20055 | 0.13259 | 34.7
5491 | 0.10636 | 0.08959 | 37.54
5492 | 0.03283 | 0.01137 | 39.44
5493 | 0.06304 | 0.00088 | 32.62
5494 | 0.1631 | 0 | 32.43
5495 | 0.58405 | 0 | 30.6
5496 | 0.68196 | 0 | 22.12
5497 | 0.79257 | 0 | 22.62
5498 | 0.80637 | 0 | 13.98
5499 | 0.7129 | 0 | 11.09
5500 | 0.59386 | 0 | 18.56
5501 | 0.66233 | 0 | 16.77
5502 | 0.68768 | 0 | 14.91
5503 | 0.73448 | 0.01053 | 15.81
5504 | 0.68196 | 0.08179 | 25.92
5505 | 0.573 | 0.25728 | 25.4
5506 | 0.54584 | 0.43333 | 23.96
5507 | 0.41955 | 0.56898 | 24.13
5508 | 0.51957 | 0.67245 | 14.06
5509 | 0.58702 | 0.71979 | 11.25
5510 | 0.61371 | 0.73255 | 9.67
5511 | 0.61738 | 0.66926 | 18.25
5512 | 0.63857 | 0.61906 | 22.18
5513 | 0.63857 | 0.4956 | 28.88
5514 | 0.63078 | 0.34845 | 34.66
5515 | 0.6334 | 0.19347 | 34.49
5516 | 0.64616 | 0.05724 | 35.89
5517 | 0.61556 | 0.00175 | 36.97
5518 | 0.55117 | 0 | 33.81
5519 | 0.48531 | 0 | 28.64
5520 | 0.53174 | 0 | 25.6
5521 | 0.53721 | 0 | 24.1
5522 | 0.51057 | 0 | 22.14
5523 | 0.48414 | 0 | 20.68
5524 | 0.4317 | 0 | 24.98
5525 | 0.38654 | 0 | 27.46
5526 | 0.33658 | 0 | 31.48
5527 | 0.25622 | 0.00879 | 41.87
5528 | 0.19662 | 0.09968 | 36.98
5529 | 0.15871 | 0.2373 | 34.09
5530 | 0.13698 | 0.32635 | 32
5531 | 0.11199 | 0.41689 | 29.9
5532 | 0.15439 | 0.60311 | 27.9
5533 | 0.19957 | 0.70049 | 27.8
5534 | 0.21667 | 0.71709 | 27.68
5535 | 0.24851 | 0.64803 | 27.28
5536 | 0.25733 | 0.54401 | 33.06
5537 | 0.26966 | 0.46062 | 38
5538 | 0.27193 | 0.31824 | 37.76
5539 | 0.31381 | 0.18253 | 35.49
5540 | 0.32335 | 0.05562 | 36.51
5541 | 0.29379 | 0.00175 | 40.5
5542 | 0.2366 | 0 | 34.92
5543 | 0.18507 | 0 | 31.38
5544 | 0.16755 | 0 | 29.74
5545 | 0.17943 | 0 | 27.31
5546 | 0.17481 | 0 | 24.04
5547 | 0.17025 | 0 | 22.56
5548 | 0.15014 | 0 | 24.52
5549 | 0.12299 | 0 | 24.12
5550 | 0.08797 | 0 | 33.47
5551 | 0.05754 | 0.00881 | 40.49
5552 | 0.03354 | 0.11179 | 41.02
5553 | 0.01768 | 0.26019 | 39.51
5554 | 0.00658 | 0.42731 | 38.91
5555 | 3e-05 | 0.55973 | 37.93
5556 | 0.00015 | 0.65292 | 37.35
5557 | 0.0097 | 0.70951 | 37.55
5558 | 0.03609 | 0.71784 | 37.98
5559 | 0.09302 | 0.64205 | 37.19
5560 | 0.20652 | 0.6085 | 31.25
5561 | 0.24742 | 0.5083 | 38.7
5562 | 0.24415 | 0.34479 | 40.48
5563 | 0.22706 | 0.19983 | 38.97
5564 | 0.20154 | 0.05405 | 39.5
5565 | 0.21462 | 0.00087 | 40.61
5566 | 0.2742 | 0 | 35.85
5567 | 0.38532 | 0 | 33.07
5568 | 0.46294 | 0 | 29.96
5569 | 0.42928 | 0 | 28.49
5570 | 0.3743 | 0 | 22.6
5571 | 0.3402 | 0 | 23.86
5572 | 0.31738 | 0 | 27.41
5573 | 0.31381 | 0 | 28.87
5574 | 0.33658 | 0 | 33.09
5575 | 0.39511 | 0.0088 | 40.32
5576 | 0.40246 | 0.07261 | 41.95
5577 | 0.36941 | 0.16198 | 38
5578 | 0.32095 | 0.34581 | 36.97
5579 | 0.20154 | 0.48599 | 35.72
5580 | 0.15014 | 0.65611 | 34.05
5581 | 0.09824 | 0.71956 | 33.08
5582 | 0.02623 | 0.72224 | 32.95
5583 | 0.00137 | 0.67311 | 29.19
5584 | 0.00011 | 0.59612 | 33.75
5585 | 9e-05 | 0.49941 | 36.94
5586 | 0.0017 | 0.35229 | 38.46
5587 | 0.00431 | 0.19857 | 36.77
5588 | 0.01792 | 0.05424 | 38.79
5589 | 0.04233 | 0.00087 | 44.58
5590 | 0.07435 | 0 | 37.94
5591 | 0.05754 | 0 | 33.26
5592 | 0.08369 | 0 | 28.19
5593 | 0.08249 | 0 | 26.11
5594 | 0.06304 | 0 | 22.41
5595 | 0.04871 | 0 | 25.92
5596 | 0.04192 | 0 | 27.24
5597 | 0.02685 | 0 | 29.78
5598 | 0.01995 | 0 | 33.96
5599 | 0.01743 | 0.0079 | 40.64
5600 | 0.01579 | 0.1115 | 37.9
5601 | 0.01146 | 0.26986 | 34.91
5602 | 0.00685 | 0.4314 | 33.01
5603 | 0.00583 | 0.56928 | 32.01
5604 | 0.00075 | 0.6667 | 30.53
5605 | 0 | 0.7188 | 31.21
5606 | 0 | 0.73127 | 30.95
5607 | 0.00049 | 0.70686 | 31.93
5608 | 0.00583 | 0.63223 | 36.99
5609 | 0.02748 | 0.51563 | 42.47
5610 | 0.06202 | 0.36554 | 42.08
5611 | 0.09626 | 0.1975 | 37.08
5612 | 0.14347 | 0.05209 | 38.05
5613 | 0.19957 | 0.00087 | 38.48
5614 | 0.28221 | 0 | 33.95
5615 | 0.41833 | 0 | 30.28
5616 | 0.53174 | 0 | 28.12
5617 | 0.5554 | 0 | 24.49
5618 | 0.54584 | 0 | 20.97
5619 | 0.53612 | 0 | 22.46
5620 | 0.56273 | 0 | 26.11
5621 | 0.55646 | 0 | 28.66
5622 | 0.54477 | 0 | 30.5
5623 | 0.54692 | 0.0096 | 34.91
5624 | 0.573 | 0.10181 | 36.68
5625 | 0.60155 | 0.25857 | 34.8
5626 | 0.57503 | 0.43309 | 34.13
5627 | 0.54046 | 0.58131 | 31.95
5628 | 0.5117 | 0.69298 | 31.23
5629 | 0.42685 | 0.7552 | 30.81
5630 | 0.33899 | 0.76671 | 31.57
5631 | 0.2529 | 0.72179 | 32.28
5632 | 0.18792 | 0.62853 | 30.97
5633 | 0.15014 | 0.5093 | 34.88
5634 | 0.13301 | 0.35092 | 35.28
5635 | 0.13778 | 0.19284 | 34.64
5636 | 0.19858 | 0.04918 | 34
5637 | 0.34626 | 0 | 36.97
5638 | 0.5218 | 0 | 34.68
5639 | 0.61095 | 0 | 34.07
5640 | 0.64112 | 0 | 30.66
5641 | 0.65436 | 0 | 30.86
5642 | 0.64112 | 0 | 30.82
5643 | 0.6006 | 0 | 30.03
5644 | 0.55224 | 0 | 30.25
5645 | 0.48531 | 0 | 29.09
5646 | 0.39022 | 0 | 28.25
5647 | 0.32335 | 0.00782 | 28.52
5648 | 0.32335 | 0.07504 | 29.81
5649 | 0.32335 | 0.18938 | 29.51
5650 | 0.28336 | 0.3229 | 27.5
5651 | 0.16845 | 0.51673 | 26.83
5652 | 0.20552 | 0.6327 | 26.84
5653 | 0.24091 | 0.70475 | 27.01
5654 | 0.21565 | 0.708 | 27.99
5655 | 0.17025 | 0.66869 | 28.03
5656 | 0.13221 | 0.58853 | 33.29
5657 | 0.13459 | 0.48316 | 36.93
5658 | 0.16755 | 0.31652 | 42.39
5659 | 0.19957 | 0.17324 | 38.75
5660 | 0.31025 | 0.04288 | 36.29
5661 | 0.25733 | 0 | 34.95
5662 | 0.19467 | 0 | 31.67
5663 | 0.10226 | 0 | 29.08
5664 | 0.0849 | 0 | 28.65
5665 | 0.21873 | 0 | 27.16
5666 | 0.15098 | 0 | 25.81
5667 | 0.16755 | 0 | 24.13
5668 | 0.17758 | 0 | 24.2
5669 | 0.18507 | 0 | 24.15
5670 | 0.15611 | 0 | 24.65
5671 | 0.16845 | 0.00614 | 27.46
5672 | 0.11926 | 0.0653 | 27.09
5673 | 0.11199 | 0.16303 | 25.89
5674 | 0.09626 | 0.32717 | 25.88
5675 | 0.02909 | 0.47204 | 25.83
5676 | 0.02325 | 0.53526 | 25.03
5677 | 0.08011 | 0.51388 | 25.01
5678 | 0.11852 | 0.60191 | 25.39
5679 | 0.11705 | 0.65658 | 26.4
5680 | 0.08922 | 0.5797 | 27.96
5681 | 0.1291 | 0.37346 | 31.66
5682 | 0.2208 | 0.22497 | 34.02
5683 | 0.29146 | 0.08919 | 38.72
5684 | 0.42685 | 0.04104 | 37.85
5685 | 0.46887 | 0 | 37.49
5686 | 0.41711 | 0 | 34.52
5687 | 0.27991 | 0 | 33.67
5688 | 0.39022 | 0 | 32.95
5689 | 0.32815 | 0 | 32.06
5690 | 0.23234 | 0 | 27.57
5691 | 0.19957 | 0 | 26.43
5692 | 0.25071 | 0 | 30.83
5693 | 0.36574 | 0 | 37.65
5694 | 0.36819 | 0 | 40.73
5695 | 0.25071 | 0.00613 | 45.32
5696 | 0.10361 | 0.05958 | 46.38
5697 | 0.02531 | 0.18318 | 45.7
5698 | 0.06829 | 0.34254 | 43.74
5699 | 0.04233 | 0.50486 | 40.91
5700 | 0.06252 | 0.57268 | 38.96
5701 | 0.06202 | 0.64012 | 38.25
5702 | 0.03609 | 0.6343 | 38.39
5703 | 0.06101 | 0.60236 | 43.46
5704 | 0.11926 | 0.55766 | 46.27
5705 | 0.2208 | 0.41218 | 47.87
5706 | 0.27648 | 0.328 | 48.6
5707 | 0.44138 | 0.15726 | 47.87
5708 | 0.57906 | 0.03863 | 49.06
5709 | 0.64281 | 0 | 47.87
5710 | 0.61279 | 0 | 39.44
5711 | 0.41711 | 0 | 38.33
5712 | 0.39634 | 0 | 35.26
5713 | 0.35233 | 0 | 33.54
5714 | 0.37552 | 0 | 32.69
5715 | 0.35477 | 0 | 32.69
5716 | 0.3633 | 0 | 33.86
5717 | 0.28682 | 0 | 40.16
5718 | 0.25733 | 0 | 50.4
5719 | 0.25844 | 0.00612 | 53.69
5720 | 0.07778 | 0.05184 | 53.53
5721 | 0.03283 | 0.12761 | 50.95
5722 | 0.0011 | 0.33747 | 48.97
5723 | 4e-05 | 0.44911 | 45.47
5724 | 0.00093 | 0.50641 | 45.06
5725 | 0.01146 | 0.57357 | 45.15
5726 | 0.0339 | 0.64924 | 45.11
5727 | 0.06356 | 0.61027 | 48.08
5728 | 0.12679 | 0.55353 | 51.22
5729 | 0.12074 | 0.41663 | 56.99
5730 | 0.12074 | 0.26303 | 59.76
5731 | 0.22601 | 0.13004 | 56.05
5732 | 0.26403 | 0.03018 | 51.2
5733 | 0.20353 | 0 | 46.18
5734 | 0.15871 | 0 | 37.49
5735 | 0.24961 | 0 | 38.08
5736 | 0.32935 | 0 | 35.55
5737 | 0.32335 | 0 | 34.92
5738 | 0.20353 | 0 | 33
5739 | 0.10567 | 0 | 32.29
5740 | 0.04915 | 0 | 33.47
5741 | 0.03953 | 0 | 41.39
5742 | 0.05609 | 0 | 46.96
5743 | 0.11056 | 0.00439 | 50.59
5744 | 0.15014 | 0.07532 | 52.99
5745 | 0.18412 | 0.19733 | 52.79
5746 | 0.23875 | 0.34564 | 51.7
5747 | 0.27877 | 0.43493 | 46.66
5748 | 0.32815 | 0.532 | 44.73
5749 | 0.4462 | 0.60024 | 45
5750 | 0.42199 | 0.59768 | 45.6
5751 | 0.37186 | 0.44858 | 48.83
5752 | 0.33899 | 0.46091 | 52.9
5753 | 0.3499 | 0.35677 | 64.63
5754 | 0.33416 | 0.2518 | 60.51
5755 | 0.34747 | 0.13004 | 61.95
5756 | 0.26853 | 0.02058 | 53.84
5757 | 0.17481 | 0 | 50.79
5758 | 0.12988 | 0 | 43.92
5759 | 0.20552 | 0 | 39.54
5760 | 0.19957 | 0 | 35.64
5761 | 0.16755 | 0 | 34.4
5762 | 0.12526 | 0 | 32.24
5763 | 0.10158 | 0 | 30.53
5764 | 0.07835 | 0 | 32.37
5765 | 0.06722 | 0 | 40.6
5766 | 0.06252 | 0 | 48.36
5767 | 0.06883 | 0.00441 | 51.99
5768 | 0.06202 | 0.09189 | 53.59
5769 | 0.05852 | 0.23503 | 51.9
5770 | 0.03836 | 0.37375 | 50.01
5771 | 0.03076 | 0.52238 | 42.12
5772 | 0.00287 | 0.62432 | 39.62
5773 | 0 | 0.6522 | 37.77
5774 | 0.00026 | 0.68133 | 36.88
5775 | 0.01579 | 0.68389 | 37.42
5776 | 0.05754 | 0.60685 | 44
5777 | 0.11199 | 0.48443 | 50.49
5778 | 0.17573 | 0.3191 | 50.74
5779 | 0.18697 | 0.16804 | 50.79
5780 | 0.25622 | 0.03025 | 50.96
5781 | 0.26628 | 0 | 44.95
5782 | 0.20652 | 0 | 37.4
5783 | 0.19957 | 0 | 34.33
5784 | 0.17389 | 0 | 32.66
5785 | 0.10361 | 0 | 29.23
5786 | 0.09111 | 0 | 27.01
5787 | 0.09175 | 0 | 24.4
5788 | 0.10361 | 0 | 29.89
5789 | 0.08612 | 0 | 39.4
5790 | 0.06304 | 0 | 49.36
5791 | 0.05279 | 0.00439 | 50.4
5792 | 0.02975 | 0.06962 | 46.04
5793 | 0.01995 | 0.16471 | 41.36
5794 | 0.00953 | 0.25548 | 38.19
5795 | 0.00936 | 0.41087 | 36.26
5796 | 0.00039 | 0.48949 | 35.62
5797 | 0 | 0.47541 | 35.3
5798 | 0 | 0.67695 | 35.82
5799 | 0.00146 | 0.66471 | 36.22
5800 | 0.03283 | 0.5939 | 43.4
5801 | 0.12526 | 0.47469 | 50.49
5802 | 0.16755 | 0.3239 | 52.34
5803 | 0.13221 | 0.1617 | 52.49
5804 | 0.09824 | 0.02811 | 51.51
5805 | 0.08011 | 0 | 48.14
5806 | 0.08551 | 0 | 38.72
5807 | 0.05803 | 0 | 37.39
5808 | 0.05187 | 0 | 32.66
5809 | 0.06101 | 0 | 30.64
5810 | 0.09691 | 0 | 26.5
5811 | 0.14265 | 0 | 25.7
5812 | 0.16576 | 0 | 23.14
5813 | 0.24091 | 0 | 26.21
5814 | 0.38287 | 0 | 27.6
5815 | 0.28682 | 0.00351 | 32.28
5816 | 0.22288 | 0.0728 | 33.72
5817 | 0.30788 | 0.20376 | 31.29
5818 | 0.41345 | 0.30035 | 30.44
5819 | 0.3402 | 0.39342 | 30.59
5820 | 0.3633 | 0.51283 | 28.5
5821 | 0.49458 | 0.60182 | 28.03
5822 | 0.55329 | 0.6037 | 28.13
5823 | 0.58306 | 0.42029 | 29.87
5824 | 0.58996 | 0.31654 | 32.59
5825 | 0.46413 | 0.20804 | 40.68
5826 | 0.34262 | 0.05363 | 41.03
5827 | 0.25401 | 0.02273 | 45.66
5828 | 0.28221 | 0.01784 | 41.42
5829 | 0.29613 | 0 | 37.07
5830 | 0.29613 | 0 | 33.02
5831 | 0.31025 | 0 | 27.2
5832 | 0.33416 | 0 | 26.7
5833 | 0.3402 | 0 | 26.47
5834 | 0.35964 | 0 | 25.86
5835 | 0.29496 | 0 | 25.06
5836 | 0.25512 | 0 | 25.91
5837 | 0.2674 | 0 | 26.49
5838 | 0.2674 | 0 | 26.49
5839 | 0.22917 | 0.00264 | 26.84
5840 | 0.24307 | 0.08036 | 30.1
5841 | 0.24307 | 0.23445 | 29.7
5842 | 0.22288 | 0.39103 | 30.17
5843 | 0.19957 | 0.52501 | 31.01
5844 | 0.17481 | 0.6058 | 30.23
5845 | 0.19564 | 0.66208 | 28.39
5846 | 0.21055 | 0.66615 | 27.74
5847 | 0.2903 | 0.61687 | 27.2
5848 | 0.41223 | 0.52199 | 29.94
5849 | 0.55224 | 0.32988 | 34.07
5850 | 0.59094 | 0.28053 | 36.52
5851 | 0.58899 | 0.14904 | 39.67
5852 | 0.61279 | 0.02155 | 38.76
5853 | 0.60155 | 0 | 37.33
5854 | 0.53065 | 0 | 34.35
5855 | 0.47359 | 0 | 29.28
5856 | 0.4498 | 0 | 26.97
5857 | 0.38777 | 0 | 25.96
5858 | 0.32694 | 0 | 25
5859 | 0.33899 | 0 | 25.63
5860 | 0.34262 | 0 | 27.06
5861 | 0.27877 | 0 | 34.58
5862 | 0.23875 | 0 | 46.09
5863 | 0.16398 | 0.00265 | 49.55
5864 | 0.09956 | 0.08544 | 48.29
5865 | 0.06511 | 0.24317 | 44.07
5866 | 0.02909 | 0.3997 | 41.81
5867 | 0.00797 | 0.52313 | 39.1
5868 | 7e-05 | 0.57683 | 38.21
5869 | 4e-05 | 0.59867 | 36.76
5870 | 0.01447 | 0.58487 | 35.99
5871 | 0.07101 | 0.58485 | 37.57
5872 | 0.16221 | 0.50394 | 40.84
5873 | 0.28682 | 0.40714 | 45.41
5874 | 0.35355 | 0.28271 | 49.55
5875 | 0.38532 | 0.13712 | 49.78
5876 | 0.38532 | 0.01933 | 46.92
5877 | 0.3792 | 0 | 40.76
5878 | 0.31381 | 0 | 35.27
5879 | 0.29496 | 0 | 32.03
5880 | 0.17481 | 0 | 28.18
5881 | 0.10567 | 0 | 26.95
5882 | 0.06775 | 0 | 24.3
5883 | 0.05005 | 0 | 24.1
5884 | 0.05951 | 0 | 28.23
5885 | 0.08011 | 0 | 32.44
5886 | 0.08188 | 0 | 40.74
5887 | 0.06722 | 0.00264 | 41.17
5888 | 0.0444 | 0.07888 | 37.96
5889 | 0.02748 | 0.22999 | 37.13
5890 | 0.01342 | 0.39578 | 38.07
5891 | 0.0097 | 0.53097 | 37.65
5892 | 0.0018 | 0.62942 | 36.09
5893 | 0.00026 | 0.68421 | 33.16
5894 | 0.00186 | 0.69983 | 32.01
5895 | 0.01091 | 0.6669 | 33.29
5896 | 0.02811 | 0.58467 | 39.76
5897 | 0.05705 | 0.46221 | 44.96
5898 | 0.11487 | 0.31028 | 50.83
5899 | 0.18412 | 0.1472 | 51.22
5900 | 0.2177 | 0.01895 | 46.12
5901 | 0.21977 | 0 | 40.9
5902 | 0.21667 | 0 | 36.08
5903 | 0.21565 | 0 | 31.31
5904 | 0.15784 | 0 | 29
5905 | 0.10293 | 0 | 27.02
5906 | 0.06101 | 0 | 21.55
5907 | 0.06616 | 0 | 19.36
5908 | 0.11705 | 0 | 23.53
5909 | 0.1908 | 0 | 39.25
5910 | 0.28106 | 0 | 42.81
5911 | 0.36697 | 0.00176 | 45.29
5912 | 0.48181 | 0.03973 | 42.96
5913 | 0.52624 | 0.07214 | 37.73
5914 | 0.53174 | 0.09644 | 32.57
5915 | 0.48181 | 0.10199 | 30.69
5916 | 0.43413 | 0.23681 | 29.45
5917 | 0.44138 | 0.47192 | 29.46
5918 | 0.49458 | 0.68329 | 28.9
5919 | 0.58006 | 0.70738 | 28.86
5920 | 0.67904 | 0.61416 | 31.68
5921 | 0.74652 | 0.47775 | 38.05
5922 | 0.77662 | 0.29944 | 39.9
5923 | 0.76032 | 0.14543 | 40.67
5924 | 0.68483 | 0.0114 | 38.25
5925 | 0.56376 | 0 | 35.3
5926 | 0.54904 | 0 | 30.39
5927 | 0.54692 | 0 | 28
5928 | 0.57604 | 0 | 24.96
5929 | 0.54477 | 0 | 23.55
5930 | 0.5554 | 0 | 22.57
5931 | 0.53829 | 0 | 20.33
5932 | 0.57906 | 0 | 25.32
5933 | 0.57906 | 0 | 33.68
5934 | 0.56583 | 0 | 39.62
5935 | 0.5596 | 0.00177 | 40.77
5936 | 0.55435 | 0.07488 | 38.88
5937 | 0.50376 | 0.21654 | 36.66
5938 | 0.43775 | 0.34051 | 34.4
5939 | 0.26853 | 0.44057 | 35.14
5940 | 0.20753 | 0.41563 | 33.91
5941 | 0.22811 | 0.4203 | 31.18
5942 | 0.25844 | 0.4215 | 29.35
5943 | 0.25733 | 0.31964 | 29.16
5944 | 0.25733 | 0.3731 | 32.26
5945 | 0.31619 | 0.35759 | 36.09
5946 | 0.44379 | 0.19755 | 39.95
5947 | 0.55117 | 0.09763 | 40.92
5948 | 0.6228 | 0.01142 | 38.95
5949 | 0.59483 | 0 | 36.21
5950 | 0.43291 | 0 | 30.95
5951 | 0.35233 | 0 | 26.28
5952 | 0.26291 | 0 | 25.64
5953 | 0.18697 | 0 | 23.77
5954 | 0.18697 | 0 | 21.52
5955 | 0.20652 | 0 | 20.72
5956 | 0.17207 | 0 | 22.24
5957 | 0.09496 | 0 | 30.27
5958 | 0.11056 | 0 | 38.23
5959 | 0.15014 | 0.00177 | 39.07
5960 | 0.1785 | 0.0759 | 39.02
5961 | 0.17298 | 0.229 | 37.6
5962 | 0.13221 | 0.38422 | 35.09
5963 | 0.05233 | 0.50579 | 32.99
5964 | 0.04274 | 0.59504 | 30.98
5965 | 0.10023 | 0.66219 | 29.01
5966 | 0.15525 | 0.66831 | 28.64
5967 | 0.34262 | 0.59302 | 29.14
5968 | 0.60439 | 0.50334 | 33.49
5969 | 0.67609 | 0.3711 | 38.26
5970 | 0.69326 | 0.24386 | 39.31
5971 | 0.65838 | 0.09686 | 40.07
5972 | 0.58899 | 0.01141 | 38.4
5973 | 0.49918 | 0 | 37.89
5974 | 0.48181 | 0 | 34.07
5975 | 0.41833 | 0 | 32.01
5976 | 0.48647 | 0 | 30
5977 | 0.5049 | 0 | 29.44
5978 | 0.51509 | 0 | 28
5979 | 0.39267 | 0 | 27.09
5980 | 0.25733 | 0 | 27.1
5981 | 0.18697 | 0 | 28
5982 | 0.17207 | 0 | 30.5
5983 | 0.15611 | 0.00176 | 31.75
5984 | 0.15525 | 0.05222 | 37.51
5985 | 0.12149 | 0.13246 | 34.92
5986 | 0.11342 | 0.23647 | 36.99
5987 | 0.08011 | 0.42386 | 36
5988 | 0.05852 | 0.51047 | 35.05
5989 | 0.02748 | 0.64972 | 32.19
5990 | 0.025 | 0.55411 | 30.48
5991 | 0.07778 | 0.56241 | 28.3
5992 | 0.16133 | 0.43819 | 30.64
5993 | 0.22601 | 0.40606 | 33.56
5994 | 0.29613 | 0.24717 | 35.79
5995 | 0.4317 | 0.10947 | 39.45
5996 | 0.56273 | 0.00875 | 39
5997 | 0.56479 | 0 | 37.98
5998 | 0.48996 | 0 | 34.78
5999 | 0.38777 | 0 | 34.46
6000 | 0.31857 | 0 | 32.61
6001 | 0.27648 | 0 | 28.5
6002 | 0.22497 | 0 | 25.29
6003 | 0.23128 | 0 | 22.71
6004 | 0.19564 | 0 | 14.25
6005 | 0.15611 | 0 | 23.83
6006 | 0.12526 | 0 | 22.52
6007 | 0.10986 | 0.00177 | 26.24
6008 | 0.09302 | 0.06696 | 32
6009 | 0.07778 | 0.22185 | 32.75
6010 | 0.0376 | 0.37952 | 35
6011 | 0.00753 | 0.51347 | 35.46
6012 | 0.00016 | 0.53891 | 32.2
6013 | 9e-05 | 0.55234 | 24.89
6014 | 0.00317 | 0.53895 | 25.99
6015 | 0.02561 | 0.39096 | 24.51
6016 | 0.07835 | 0.3962 | 26.44
6017 | 0.19467 | 0.35979 | 36.13
6018 | 0.29613 | 0.24046 | 41.06
6019 | 0.30316 | 0.11116 | 43.4
6020 | 0.27762 | 0.00792 | 45.49
6021 | 0.28221 | 0 | 42.5
6022 | 0.21977 | 0 | 38.27
6023 | 0.1785 | 0 | 38.33
6024 | 0.13066 | 0 | 34.09
6025 | 0.08735 | 0 | 32.81
6026 | 0.10499 | 0 | 30.41
6027 | 0.09111 | 0 | 29.72
6028 | 0.02296 | 0 | 31.88
6029 | 0.01038 | 0 | 42.45
6030 | 0.01792 | 0 | 47
6031 | 0.04827 | 0.00088 | 48.58
6032 | 0.15439 | 0.04476 | 50.07
6033 | 0.31025 | 0.14741 | 48.07
6034 | 0.45579 | 0.2296 | 46.77
6035 | 0.33416 | 0.2248 | 46
6036 | 0.41345 | 0.33379 | 45.23
6037 | 0.42806 | 0.36006 | 42.64
6038 | 0.52624 | 0.39997 | 42.23
6039 | 0.6746 | 0.2793 | 41.6
6040 | 0.71598 | 0.11468 | 45.14
6041 | 0.46294 | 0.08184 | 49.99
6042 | 0.66546 | 0.0859 | 57.09
6043 | 0.77545 | 0.08118 | 56.95
6044 | 0.74752 | 0.00618 | 45.94
6045 | 0.67757 | 0 | 40.38
6046 | 0.62815 | 0 | 34.35
6047 | 0.46294 | 0 | 33.01
6048 | 0.51396 | 0 | 32.45
6049 | 0.57503 | 0 | 31
6050 | 0.58006 | 0 | 29
6051 | 0.60155 | 0 | 27.56
6052 | 0.57705 | 0 | 28
6053 | 0.58504 | 0 | 33
6054 | 0.56583 | 0 | 44.95
6055 | 0.49458 | 0.00088 | 45.93
6056 | 0.41467 | 0.06503 | 41
6057 | 0.34505 | 0.22235 | 36
6058 | 0.31381 | 0.37766 | 32.6
6059 | 0.15525 | 0.51136 | 32.98
6060 | 0.08551 | 0.60619 | 32.88
6061 | 0.03535 | 0.60987 | 31.3
6062 | 0.0062 | 0.59485 | 32.01
6063 | 0.05419 | 0.36703 | 34.1
6064 | 0.2366 | 0.35176 | 39.18
6065 | 0.45579 | 0.29284 | 41.09
6066 | 0.51621 | 0.20387 | 42.63
6067 | 0.59192 | 0.06951 | 43.29
6068 | 0.48181 | 0.00613 | 42.75
6069 | 0.50033 | 0 | 35.89
6070 | 0.48647 | 0 | 31.7
6071 | 0.40735 | 0 | 31.25
6072 | 0.28567 | 0 | 30.23
6073 | 0.13939 | 0 | 28.29
6074 | 0.11342 | 0 | 24.36
6075 | 0.18318 | 0 | 17.35
6076 | 0.16934 | 0 | 22.91
6077 | 0.10567 | 0 | 33.75
6078 | 0.06722 | 0 | 42.57
6079 | 0.05005 | 0.00088 | 43.25
6080 | 0.04567 | 0.05106 | 39.82
6081 | 0.06202 | 0.13975 | 36.29
6082 | 0.09626 | 0.199 | 33.94
6083 | 0.07266 | 0.24436 | 32.07
6084 | 0.14595 | 0.27182 | 28.79
6085 | 0.21462 | 0.29731 | 28.68
6086 | 0.28106 | 0.39115 | 30.02
6087 | 0.32215 | 0.33533 | 29.33
6088 | 0.36941 | 0.27032 | 33.06
6089 | 0.40979 | 0.20394 | 37.34
6090 | 0.42563 | 0.11016 | 39.67
6091 | 0.41467 | 0.05955 | 41.1
6092 | 0.3633 | 0.00438 | 38.37
6093 | 0.34869 | 0 | 33.04
6094 | 0.28798 | 0 | 31.54
6095 | 0.1245 | 0 | 27.88
6096 | 0.09561 | 0 | 27.21
6097 | 0.0989 | 0 | 27.53
6098 | 0.10023 | 0 | 26.07
6099 | 0.08551 | 0 | 26.56
6100 | 0.04525 | 0 | 29.13
6101 | 0.01995 | 0 | 41.51
6102 | 0.01943 | 0 | 47.65
6103 | 0.02296 | 0 | 52.73
6104 | 0.03008 | 0.02806 | 47.96
6105 | 0.02748 | 0.08505 | 43.93
6106 | 0.01719 | 0.21837 | 41.97
6107 | 0.00083 | 0.30203 | 40.99
6108 | 0.0016 | 0.40779 | 35.28
6109 | 0.00482 | 0.49375 | 32.68
6110 | 0.00888 | 0.51075 | 32.72
6111 | 0.02184 | 0.41068 | 32.75
6112 | 0.05141 | 0.38287 | 39.9
6113 | 0.06722 | 0.27686 | 42
6114 | 0.0807 | 0.2424 | 44.27
6115 | 0.09175 | 0.09837 | 44.17
6116 | 0.13301 | 0.00439 | 41.51
6117 | 0.19176 | 0 | 38.05
6118 | 0.22497 | 0 | 32.86
6119 | 0.20353 | 0 | 30.05
6120 | 0.19662 | 0 | 28.31
6121 | 0.18412 | 0 | 27.11
6122 | 0.15439 | 0 | 26.24
6123 | 0.11487 | 0 | 27.05
6124 | 0.10023 | 0 | 30.01
6125 | 0.13698 | 0 | 40.01
6126 | 0.18602 | 0 | 43.98
6127 | 0.20652 | 0 | 45.72
6128 | 0.16486 | 0.04163 | 44.69
6129 | 0.11487 | 0.11002 | 43.65
6130 | 0.06937 | 0.2262 | 42.21
6131 | 0.10916 | 0.3896 | 41.12
6132 | 0.1009 | 0.44696 | 38.29
6133 | 0.09824 | 0.51049 | 37.11
6134 | 0.11199 | 0.56881 | 36.25
6135 | 0.16934 | 0.53935 | 37.53
6136 | 0.25512 | 0.42642 | 42.48
6137 | 0.30199 | 0.35753 | 46.13
6138 | 0.3743 | 0.23008 | 49.37
6139 | 0.42077 | 0.08964 | 49
6140 | 0.51845 | 0.00435 | 44.91
6141 | 0.61279 | 0 | 42.02
6142 | 0.64947 | 0 | 39
6143 | 0.63078 | 0 | 39.7
6144 | 0.64865 | 0 | 32.5
6145 | 0.63771 | 0 | 32.07
6146 | 0.65275 | 0 | 28.36
6147 | 0.66312 | 0 | 22.33
6148 | 0.667 | 0 | 28
6149 | 0.65193 | 0 | 31.12
6150 | 0.64947 | 0 | 32.3
6151 | 0.66931 | 0 | 35.81
6152 | 0.66233 | 0.05519 | 41.77
6153 | 0.63078 | 0.19885 | 36.49
6154 | 0.54904 | 0.35753 | 32.54
6155 | 0.38777 | 0.49064 | 31.28
6156 | 0.29146 | 0.59145 | 30.01
6157 | 0.23767 | 0.65207 | 28.03
6158 | 0.18602 | 0.6592 | 28.02
6159 | 0.15353 | 0.61337 | 30
6160 | 0.10916 | 0.52902 | 35.48
6161 | 0.05852 | 0.40279 | 42.42
6162 | 0.05279 | 0.25039 | 43.92
6163 | 0.09111 | 0.09564 | 47.99
6164 | 0.27648 | 0.00347 | 44.05
6165 | 0.54692 | 0 | 40.95
6166 | 0.62637 | 0 | 32.89
6167 | 0.57806 | 0 | 33.08
6168 | 0.51057 | 0 | 29.4
6169 | 0.40979 | 0 | 25.35
6170 | 0.32575 | 0 | 17.86
6171 | 0.31619 | 0 | 16.41
6172 | 0.32455 | 0 | 17.78
6173 | 0.33175 | 0 | 21.98
6174 | 0.35842 | 0 | 22.23
6175 | 0.40246 | 0 | 25.67
6176 | 0.47005 | 0.05193 | 27.31
6177 | 0.46056 | 0.19101 | 26.15
6178 | 0.40979 | 0.35329 | 22.33
6179 | 0.34626 | 0.47391 | 22.67
6180 | 0.29146 | 0.59463 | 14.21
6181 | 0.20154 | 0.65342 | 11.63
6182 | 0.10567 | 0.65732 | 15.95
6183 | 0.0496 | 0.61062 | 26.77
6184 | 0.01342 | 0.52182 | 32.4
6185 | 0.0017 | 0.39723 | 41.75
6186 | 0.00333 | 0.24683 | 43.96
6187 | 0.05705 | 0.09265 | 48.9
6188 | 0.34383 | 0.00261 | 47.99
6189 | 0.63078 | 0 | 45.91
6190 | 0.63426 | 0 | 41.17
6191 | 0.57906 | 0 | 32.45
6192 | 0.46175 | 0 | 32.57
6193 | 0.42685 | 0 | 32.09
6194 | 0.38532 | 0 | 30.43
6195 | 0.34141 | 0 | 30.92
6196 | 0.32694 | 0 | 33.3
6197 | 0.29729 | 0 | 46.44
6198 | 0.3067 | 0 | 49.93
6199 | 0.33416 | 0 | 59.69
6200 | 0.38409 | 0.04857 | 55.31
6201 | 0.35112 | 0.17879 | 50.79
6202 | 0.27193 | 0.36278 | 54.69
6203 | 0.22288 | 0.5078 | 50
6204 | 0.16755 | 0.61283 | 50.32
6205 | 0.09691 | 0.67841 | 49.39
6206 | 0.0461 | 0.67915 | 48.91
6207 | 0.03354 | 0.63681 | 48.11
6208 | 0.07322 | 0.54763 | 51.93
6209 | 0.15014 | 0.41558 | 56.67
6210 | 0.25844 | 0.25501 | 60.91
6211 | 0.37797 | 0.09323 | 60.16
6212 | 0.51621 | 0.00261 | 51.09
6213 | 0.58702 | 0 | 47.99
6214 | 0.54692 | 0 | 43.93
6215 | 0.40735 | 0 | 36.88
6216 | 0.36452 | 0 | 33.02
6217 | 0.41711 | 0 | 30.91
6218 | 0.4232 | 0 | 30.44
6219 | 0.40001 | 0 | 30.55
6220 | 0.35842 | 0 | 33.15
6221 | 0.34869 | 0 | 45.9
6222 | 0.36697 | 0 | 50.91
6223 | 0.40123 | 0 | 52.03
6224 | 0.40979 | 0.03591 | 50.76
6225 | 0.37675 | 0.14576 | 50.36
6226 | 0.32455 | 0.25299 | 49.65
6227 | 0.24524 | 0.39602 | 45.44
6228 | 0.20753 | 0.49184 | 44.22
6229 | 0.13778 | 0.54762 | 44.78
6230 | 0.11199 | 0.53892 | 40.56
6231 | 0.1009 | 0.53227 | 39.84
6232 | 0.17298 | 0.44366 | 45.39
6233 | 0.43534 | 0.34188 | 50.51
6234 | 0.65758 | 0.20989 | 50.34
6235 | 0.71164 | 0.07573 | 50.9
6236 | 0.73228 | 0.00262 | 39.05
6237 | 0.74752 | 0 | 41.96
6238 | 0.75712 | 0 | 38.35
6239 | 0.76076 | 0 | 27.53
6240 | 0.77545 | 0 | 27.16
6241 | 0.78825 | 0 | 27
6242 | 0.77929 | 0 | 26.74
6243 | 0.7694 | 0 | 27.7
6244 | 0.76815 | 0 | 30.18
6245 | 0.77227 | 0 | 39.77
6246 | 0.76815 | 0 | 49.95
6247 | 0.7643 | 0 | 51.22
6248 | 0.77145 | 0.05089 | 46.36
6249 | 0.76898 | 0.20228 | 45.59
6250 | 0.75941 | 0.36896 | 42.14
6251 | 0.70785 | 0.51334 | 38.52
6252 | 0.70002 | 0.61871 | 38.17
6253 | 0.67385 | 0.67667 | 34.1
6254 | 0.68908 | 0.68347 | 31.54
6255 | 0.7208 | 0.63858 | 30.83
6256 | 0.73772 | 0.54423 | 38.89
6257 | 0.73772 | 0.40905 | 48.29
6258 | 0.75384 | 0.24648 | 52.27
6259 | 0.7906 | 0.08531 | 53.17
6260 | 0.80896 | 0.00175 | 48.07
6261 | 0.81193 | 0 | 45.19
6262 | 0.80637 | 0 | 37
6263 | 0.80083 | 0 | 33.34
6264 | 0.77777 | 0 | 31.12
6265 | 0.75193 | 0 | 30.72
6266 | 0.73611 | 0 | 27.62
6267 | 0.72664 | 0 | 31.15
6268 | 0.73611 | 0 | 34.5
6269 | 0.74348 | 0 | 48.73
6270 | 0.75804 | 0 | 51.79
6271 | 0.76166 | 0 | 54
6272 | 0.7585 | 0.04855 | 52
6273 | 0.75666 | 0.19805 | 50.19
6274 | 0.75193 | 0.36296 | 44.51
6275 | 0.69187 | 0.50541 | 37.99
6276 | 0.67235 | 0.60955 | 36.4
6277 | 0.6246 | 0.6659 | 36.1
6278 | 0.5958 | 0.67118 | 36.45
6279 | 0.62011 | 0.62514 | 38.88
6280 | 0.65838 | 0.53181 | 50
6281 | 0.69256 | 0.39784 | 52.2
6282 | 0.72433 | 0.23817 | 56.04
6283 | 0.76076 | 0.0809 | 56.24
6284 | 0.79289 | 0.00175 | 51.24
6285 | 0.81169 | 0 | 48.09
6286 | 0.81096 | 0 | 38.65
6287 | 0.81428 | 0 | 37.37
6288 | 0.81145 | 0 | 28
6289 | 0.80742 | 0 | 25.06
6290 | 0.79877 | 0 | 20.84
6291 | 0.80169 | 0 | 22.12
6292 | 0.80112 | 0 | 24.04
6293 | 0.79289 | 0 | 42.5
6294 | 0.78927 | 0 | 52.05
6295 | 0.78688 | 0 | 60.73
6296 | 0.79511 | 0.04791 | 52.09
6297 | 0.80169 | 0.20093 | 49.48
6298 | 0.79417 | 0.36894 | 45.89
6299 | 0.74652 | 0.51189 | 43.96
6300 | 0.69734 | 0.61332 | 40.83
6301 | 0.65917 | 0.6662 | 37.92
6302 | 0.64196 | 0.66762 | 34.79
6303 | 0.61829 | 0.61697 | 35.86
6304 | 0.57906 | 0.51952 | 44.9
6305 | 0.57402 | 0.38408 | 47.77
6306 | 0.59094 | 0.22465 | 50.75
6307 | 0.66777 | 0.07246 | 51.1
6308 | 0.74752 | 0.00087 | 44.08
6309 | 0.79995 | 0 | 40.44
6310 | 0.82285 | 0 | 34.2
6311 | 0.83489 | 0 | 33.07
6312 | 0.83555 | 0 | 26.94
6313 | 0.82917 | 0 | 22.91
6314 | 0.81719 | 0 | 17.1
6315 | 0.78583 | 0 | 15.79
6316 | 0.78688 | 0 | 15.78
6317 | 0.78825 | 0 | 19.29
6318 | 0.72374 | 0 | 20.42
6319 | 0.6299 | 0 | 27.89
6320 | 0.72948 | 0.02259 | 36.5
6321 | 0.78262 | 0.12462 | 31.27
6322 | 0.73338 | 0.26319 | 29.86
6323 | 0.65356 | 0.3435 | 28.38
6324 | 0.48996 | 0.45611 | 27.34
6325 | 0.41101 | 0.49653 | 26.7
6326 | 0.49112 | 0.46563 | 27.02
6327 | 0.50603 | 0.44013 | 26.33
6328 | 0.55751 | 0.27692 | 32.49
6329 | 0.66076 | 0.17825 | 37.47
6330 | 0.68626 | 0.08279 | 44.6
6331 | 0.67385 | 0.04756 | 46.32
6332 | 0.6237 | 0.00087 | 34.93
6333 | 0.56686 | 0 | 33.1
6334 | 0.54798 | 0 | 30.56
6335 | 0.63771 | 0 | 27.62
6336 | 0.5958 | 0 | 28.14
6337 | 0.46175 | 0 | 19.9
6338 | 0.29964 | 0 | 26.24
6339 | 0.49804 | 0 | 13.59
6340 | 0.46175 | 0 | 19.28
6341 | 0.48531 | 0 | 19.56
6342 | 0.78298 | 0 | 18.67
6343 | 0.79966 | 0 | 26
6344 | 0.76898 | 0.03481 | 23.33
6345 | 0.78334 | 0.16705 | 26.24
6346 | 0.79696 | 0.31752 | 26.91
6347 | 0.74501 | 0.43026 | 26.58
6348 | 0.76076 | 0.52446 | 24.9
6349 | 0.76032 | 0.56362 | 25.05
6350 | 0.79093 | 0.50791 | 26.49
6351 | 0.82341 | 0.52356 | 27.27
6352 | 0.82092 | 0.25189 | 34.99
6353 | 0.83432 | 0.19561 | 39.01
6354 | 0.83309 | 0.17002 | 40.97
6355 | 0.82902 | 0.0481 | 38.5
6356 | 0.79511 | 0 | 34.44
6357 | 0.71536 | 0 | 33.4
6358 | 0.62903 | 0 | 31.99
6359 | 0.48064 | 0 | 27.66
6360 | 0.39144 | 0 | 27.2
6361 | 0.37308 | 0 | 27.38
6362 | 0.39511 | 0 | 24.34
6363 | 0.41711 | 0 | 22.63
6364 | 0.5049 | 0 | 31.29
6365 | 0.55011 | 0 | 38.64
6366 | 0.51957 | 0 | 48.99
6367 | 0.61002 | 0 | 50
6368 | 0.65356 | 0.01491 | 50.2
6369 | 0.65436 | 0.05896 | 49.99
6370 | 0.70332 | 0.10292 | 48.93
6371 | 0.73005 | 0.15417 | 48
6372 | 0.77227 | 0.13529 | 45.77
6373 | 0.77929 | 0.13315 | 43
6374 | 0.8152 | 0.2827 | 41.75
6375 | 0.83786 | 0.19441 | 41.41
6376 | 0.84047 | 0.13392 | 45
6377 | 0.84136 | 0.10224 | 48.61
6378 | 0.84124 | 0.03529 | 55.4
6379 | 0.84096 | 0.02873 | 52.48
6380 | 0.84042 | 0 | 49.21
6381 | 0.83297 | 0 | 42.85
6382 | 0.83051 | 0 | 41
6383 | 0.83408 | 0 | 32.47
6384 | 0.84028 | 0 | 28.14
6385 | 0.84082 | 0 | 24.24
6386 | 0.83432 | 0 | 22.85
6387 | 0.83467 | 0 | 19.97
6388 | 0.83334 | 0 | 23.93
6389 | 0.82823 | 0 | 39.07
6390 | 0.83895 | 0 | 49.75
6391 | 0.8398 | 0 | 50.01
6392 | 0.8014 | 0.00876 | 50.26
6393 | 0.82433 | 0.11202 | 49.2
6394 | 0.82823 | 0.2747 | 48.19
6395 | 0.79511 | 0.40297 | 44.97
6396 | 0.79635 | 0.5382 | 42.23
6397 | 0.79604 | 0.60785 | 40.01
6398 | 0.80448 | 0.57224 | 39.57
6399 | 0.7948 | 0.42614 | 39.91
6400 | 0.78722 | 0.32428 | 41.8
6401 | 0.80254 | 0.28359 | 47.57
6402 | 0.82012 | 0.16575 | 54.44
6403 | 0.82052 | 0.03724 | 53.34
6404 | 0.80896 | 0 | 48.25
6405 | 0.79511 | 0 | 41.02
6406 | 0.79604 | 0 | 34.72
6407 | 0.80366 | 0 | 34.27
6408 | 0.81587 | 0 | 25.79
6409 | 0.81193 | 0 | 24.12
6410 | 0.81631 | 0 | 19.35
6411 | 0.82902 | 0 | 16.01
6412 | 0.83218 | 0 | 22.05
6413 | 0.82209 | 0 | 31.99
6414 | 0.80845 | 0 | 45.54
6415 | 0.78041 | 0 | 49.36
6416 | 0.66233 | 0.01747 | 49.19
6417 | 0.58504 | 0.07072 | 49.11
6418 | 0.60908 | 0.12197 | 48.03
6419 | 0.54798 | 0.09127 | 48.88
6420 | 0.53284 | 0.06304 | 46.83
6421 | 0.64365 | 0.13733 | 44.16
6422 | 0.73825 | 0.04733 | 40.18
6423 | 0.76342 | 0.04731 | 40.89
6424 | 0.80054 | 0.06129 | 44.96
6425 | 0.76211 | 0.05182 | 46.99
6426 | 0.72491 | 0.03258 | 50.14
6427 | 0.74602 | 0.01139 | 51.74
6428 | 0.7585 | 0 | 47.68
6429 | 0.75337 | 0 | 41.83
6430 | 0.75759 | 0 | 38.15
6431 | 0.80054 | 0 | 41.11
6432 | 0.81359 | 0 | 32.15
6433 | 0.82643 | 0 | 28.07
6434 | 0.82808 | 0 | 20.18
6435 | 0.82839 | 0 | 20.91
6436 | 0.83007 | 0 | 24.9
6437 | 0.82932 | 0 | 39.77
6438 | 0.82917 | 0 | 50.29
6439 | 0.82808 | 0 | 51.51
6440 | 0.83512 | 0.01362 | 50.74
6441 | 0.84138 | 0.02541 | 49.84
6442 | 0.84144 | 0.06471 | 48.88
6443 | 0.83432 | 0.18286 | 46.27
6444 | 0.83396 | 0.19044 | 40.02
6445 | 0.83051 | 0.13037 | 34.87
6446 | 0.81783 | 0.21763 | 33.26
6447 | 0.80197 | 0.09612 | 33.49
6448 | 0.78041 | 0.13274 | 39.09
6449 | 0.75241 | 0.08732 | 45.75
6450 | 0.70848 | 0.06848 | 50
6451 | 0.68483 | 0.02385 | 50.94
6452 | 0.70201 | 0 | 42.41
6453 | 0.71841 | 0 | 37.47
6454 | 0.7445 | 0 | 31.42
6455 | 0.76898 | 0 | 29.05
6456 | 0.79321 | 0 | 27.52
6457 | 0.79727 | 0 | 26.76
6458 | 0.8014 | 0 | 20.51
6459 | 0.79604 | 0 | 17.95
6460 | 0.79818 | 0 | 19.24
6461 | 0.77023 | 0 | 40.03
6462 | 0.72948 | 0 | 48.37
6463 | 0.72316 | 0 | 50.31
6464 | 0.73117 | 0.02626 | 50.15
6465 | 0.73117 | 0.12689 | 49.55
6466 | 0.74141 | 0.25136 | 49.27
6467 | 0.7643 | 0.31904 | 45.98
6468 | 0.77466 | 0.38961 | 41.11
6469 | 0.77967 | 0.38365 | 37.08
6470 | 0.79353 | 0.36702 | 32.11
6471 | 0.79385 | 0.36539 | 32.9
6472 | 0.78791 | 0.28525 | 36.24
6473 | 0.77584 | 0.30669 | 42.99
6474 | 0.78757 | 0.15365 | 48.36
6475 | 0.78583 | 0.03943 | 47.49
6476 | 0.77347 | 0 | 35.14
6477 | 0.75666 | 0 | 35.52
6478 | 0.75193 | 0 | 30.2
6479 | 0.73061 | 0 | 26.5
6480 | 0.72491 | 0 | 20.17
6481 | 0.74602 | 0 | 21.79
6482 | 0.70592 | 0 | 18.2
6483 | 0.64699 | 0 | 14.86
6484 | 0.58504 | 0 | 15.22
6485 | 0.54798 | 0 | 23.5
6486 | 0.58899 | 0 | 27.46
6487 | 0.62903 | 0 | 33.2
6488 | 0.64281 | 0.02049 | 34.58
6489 | 0.64196 | 0.11753 | 31.83
6490 | 0.6246 | 0.22676 | 31.85
6491 | 0.49458 | 0.34036 | 34.94
6492 | 0.53065 | 0.38485 | 20.89
6493 | 0.57906 | 0.50473 | 13.63
6494 | 0.6192 | 0.55225 | 15.55
6495 | 0.63771 | 0.41858 | 24
6496 | 0.6192 | 0.38471 | 32.28
6497 | 0.65838 | 0.23596 | 38.19
6498 | 0.67385 | 0.16252 | 43.69
6499 | 0.72892 | 0.03992 | 41.59
6500 | 0.76603 | 0 | 36.31
6501 | 0.79417 | 0 | 41.54
6502 | 0.81992 | 0 | 39.1
6503 | 0.82759 | 0 | 24.44
6504 | 0.84033 | 0 | 24.4
6505 | 0.84066 | 0 | 18.31
6506 | 0.83326 | 0 | 16.16
6507 | 0.81526 | 0 | 15.01
6508 | 0.80632 | 0 | 13.08
6509 | 0.80846 | 0 | 18.11
6510 | 0.81196 | 0 | 19.7
6511 | 0.82261 | 0 | 22.48
6512 | 0.83252 | 0.00875 | 23.49
6513 | 0.83489 | 0.0809 | 18.13
6514 | 0.82124 | 0.19001 | 20.38
6515 | 0.83769 | 0.21455 | 15.01
6516 | 0.82078 | 0.24872 | 10.61
6517 | 0.84082 | 0.27515 | 1.79
6518 | 0.82759 | 0.17168 | 0.82
6519 | 0.81951 | 0.28134 | 6.3
6520 | 0.80637 | 0.35125 | 12.59
6521 | 0.77967 | 0.28632 | 19.54
6522 | 0.72491 | 0.16081 | 30.23
6523 | 0.65598 | 0.0421 | 29.08
6524 | 0.57199 | 0 | 20.21
6525 | 0.50376 | 0 | 21.8
6526 | 0.44379 | 0 | 25.41
6527 | 0.23767 | 0 | 14.81
6528 | 0.18507 | 0 | 11.84
6529 | 0.2136 | 0 | 10.2
6530 | 0.19957 | 0 | 7.07
6531 | 0.14347 | 0 | 7.55
6532 | 0.15014 | 0 | 15.58
6533 | 0.14761 | 0 | 32.66
6534 | 0.19564 | 0 | 46.02
6535 | 0.2742 | 0 | 46.46
6536 | 0.43896 | 0.01055 | 48.76
6537 | 0.52955 | 0.12204 | 47.97
6538 | 0.6006 | 0.11241 | 46.54
6539 | 0.48414 | 0.17083 | 45.02
6540 | 0.66312 | 0.13298 | 40.08
6541 | 0.69118 | 0.13453 | 36.91
6542 | 0.71413 | 0.13812 | 33.88
6543 | 0.77064 | 0.10529 | 40.3
6544 | 0.80947 | 0.0788 | 47.05
6545 | 0.81783 | 0.07075 | 51.13
6546 | 0.81451 | 0.04958 | 64.37
6547 | 0.8053 | 0.01138 | 57.34
6548 | 0.80742 | 0 | 49.27
6549 | 0.8014 | 0 | 44.58
6550 | 0.80972 | 0 | 34.6
6551 | 0.77777 | 0 | 33.09
6552 | 0.79966 | 0 | 27.72
6553 | 0.82469 | 0 | 23.12
6554 | 0.84144 | 0 | 16.46
6555 | 0.84142 | 0 | 15.66
6556 | 0.82855 | 0 | 21.39
6557 | 0.8191 | 0 | 38.51
6558 | 0.81826 | 0 | 50.03
6559 | 0.81697 | 0 | 50.97
6560 | 0.82871 | 0.01228 | 49.63
6561 | 0.8315 | 0.06896 | 46.86
6562 | 0.82917 | 0.19747 | 44.92
6563 | 0.82677 | 0.37114 | 42.17
6564 | 0.83895 | 0.35035 | 41.04
6565 | 0.83608 | 0.45953 | 39.49
6566 | 0.82247 | 0.46937 | 39.38
6567 | 0.81653 | 0.40935 | 42.88
6568 | 0.82266 | 0.30116 | 47.02
6569 | 0.80871 | 0.18974 | 50.16
6570 | 0.80794 | 0.15477 | 54.99
6571 | 0.78825 | 0.03096 | 52.92
6572 | 0.72606 | 0 | 50.02
6573 | 0.69801 | 0 | 45.06
6574 | 0.69801 | 0 | 35.69
6575 | 0.58006 | 0 | 33.49
6576 | 0.51845 | 0 | 26.89
6577 | 0.55751 | 0 | 23.38
6578 | 0.57906 | 0 | 16.89
6579 | 0.5596 | 0 | 14.68
6580 | 0.50831 | 0 | 15.41
6581 | 0.40613 | 0 | 35
6582 | 0.33416 | 0 | 50.1
6583 | 0.28106 | 0 | 52
6584 | 0.27193 | 0.00882 | 51.75
6585 | 0.28451 | 0.10339 | 50
6586 | 0.20055 | 0.19252 | 46.83
6587 | 0.09561 | 0.28413 | 44.16
6588 | 0.03992 | 0.41649 | 39.95
6589 | 0.02876 | 0.37603 | 36.38
6590 | 0.01768 | 0.39476 | 35.75
6591 | 0.0149 | 0.34697 | 36.01
6592 | 0.0444 | 0.27715 | 40.55
6593 | 0.05187 | 0.17763 | 48.01
6594 | 0.04915 | 0.09252 | 51.61
6595 | 0.0444 | 0.01663 | 51.28
6596 | 0.05951 | 0 | 46.87
6597 | 0.16486 | 0 | 43.39
6598 | 0.29496 | 0 | 38.21
6599 | 0.46056 | 0 | 26.61
6600 | 0.47595 | 0 | 26.41
6601 | 0.38899 | 0 | 25.3
6602 | 0.35355 | 0 | 25.35
6603 | 0.38287 | 0 | 26.43
6604 | 0.44258 | 0 | 29.31
6605 | 0.42563 | 0 | 35.32
6606 | 0.39267 | 0 | 50.4
6607 | 0.42442 | 0 | 50.12
6608 | 0.4888 | 0.01146 | 52.13
6609 | 0.49689 | 0.0867 | 50.02
6610 | 0.4534 | 0.20769 | 47.67
6611 | 0.42199 | 0.27199 | 43.93
6612 | 0.50944 | 0.37572 | 38.97
6613 | 0.47477 | 0.36257 | 36.74
6614 | 0.48647 | 0.3714 | 36.86
6615 | 0.51957 | 0.44113 | 40.4
6616 | 0.57199 | 0.29329 | 47.93
6617 | 0.65598 | 0.14151 | 51.23
6618 | 0.72199 | 0.05007 | 55.06
6619 | 0.75987 | 0.00527 | 53.53
6620 | 0.78825 | 0 | 48.06
6621 | 0.78653 | 0 | 45.59
6622 | 0.77816 | 0 | 35.93
6623 | 0.73718 | 0 | 37.49
6624 | 0.71227 | 0 | 28.97
6625 | 0.72549 | 0 | 24.52
6626 | 0.72433 | 0 | 17.15
6627 | 0.70332 | 0 | 12.25
6628 | 0.70976 | 0 | 17.65
6629 | 0.70848 | 0 | 39.32
6630 | 0.71659 | 0 | 48.83
6631 | 0.70527 | 0 | 50.06
6632 | 0.70002 | 0.01056 | 50.6
6633 | 0.71413 | 0.10042 | 49.42
6634 | 0.74089 | 0.22266 | 49.45
6635 | 0.69667 | 0.33323 | 49.41
6636 | 0.72948 | 0.46052 | 45.17
6637 | 0.75048 | 0.48553 | 41.88
6638 | 0.75048 | 0.4701 | 43.04
6639 | 0.77662 | 0.42133 | 38.78
6640 | 0.77105 | 0.37238 | 49.39
6641 | 0.74552 | 0.21983 | 50.27
6642 | 0.73502 | 0.12466 | 53.52
6643 | 0.72139 | 0.01144 | 49.22
6644 | 0.69801 | 0 | 40.5
6645 | 0.6783 | 0 | 35.87
6646 | 0.64449 | 0 | 37.27
6647 | 0.6334 | 0 | 32.97
6648 | 0.58603 | 0 | 32.47
6649 | 0.56994 | 0 | 29.28
6650 | 0.53937 | 0 | 28.27
6651 | 0.45579 | 0 | 27.52
6652 | 0.40979 | 0 | 28.51
6653 | 0.31499 | 0 | 29.3
6654 | 0.20954 | 0 | 31.51
6655 | 0.15525 | 0 | 37.03
6656 | 0.11778 | 0.00705 | 43.25
6657 | 0.12526 | 0.08392 | 39.96
6658 | 0.13144 | 0.18756 | 39.83
6659 | 0.1402 | 0.3231 | 39.42
6660 | 0.17025 | 0.37851 | 36.51
6661 | 0.22601 | 0.48594 | 35.24
6662 | 0.32335 | 0.52179 | 35.89
6663 | 0.39022 | 0.46421 | 38.05
6664 | 0.35598 | 0.40473 | 43.59
6665 | 0.31381 | 0.27874 | 48.11
6666 | 0.33658 | 0.11343 | 52.09
6667 | 0.36819 | 0.00879 | 49.75
6668 | 0.40123 | 0 | 41
6669 | 0.49573 | 0 | 40
6670 | 0.52624 | 0 | 35.9
6671 | 0.55329 | 0 | 34.22
6672 | 0.66076 | 0 | 28.94
6673 | 0.7178 | 0 | 27.43
6674 | 0.68697 | 0 | 28.99
6675 | 0.65917 | 0 | 27
6676 | 0.70267 | 0 | 27.08
6677 | 0.67235 | 0 | 27.1
6678 | 0.63513 | 0 | 28.97
6679 | 0.62726 | 0 | 28.43
6680 | 0.57906 | 0.00706 | 33.09
6681 | 0.5554 | 0.09662 | 34.37
6682 | 0.56169 | 0.27036 | 35.98
6683 | 0.40246 | 0.36683 | 34.33
6684 | 0.38899 | 0.4634 | 30.95
6685 | 0.46413 | 0.50252 | 28.03
6686 | 0.55011 | 0.42705 | 29
6687 | 0.53612 | 0.48701 | 28.92
6688 | 0.61279 | 0.44181 | 26.41
6689 | 0.60628 | 0.31318 | 38.09
6690 | 0.52624 | 0.15004 | 43.35
6691 | 0.49343 | 0.01411 | 38.41
6692 | 0.41955 | 0 | 34.93
6693 | 0.3499 | 0 | 35.36
6694 | 0.28798 | 0 | 34.06
6695 | 0.05279 | 0 | 28.99
6696 | 0.01792 | 0 | 27.07
6697 | 0.01512 | 0 | 27
6698 | 0.03992 | 0 | 25.77
6699 | 0.0807 | 0 | 24.91
6700 | 0.11778 | 0 | 30.23
6701 | 0.15958 | 0 | 47.54
6702 | 0.1908 | 0 | 56.49
6703 | 0.20055 | 0 | 59.86
6704 | 0.28336 | 0.00088 | 56.51
6705 | 0.43775 | 0.01145 | 53.08
6706 | 0.57199 | 0.03801 | 51.75
6707 | 0.60439 | 0.06053 | 49.91
6708 | 0.65838 | 0.08059 | 48.8
6709 | 0.7202 | 0.08514 | 47.57
6710 | 0.73931 | 0.10469 | 48.04
6711 | 0.74296 | 0.07267 | 48.78
6712 | 0.76603 | 0.05845 | 51.5
6713 | 0.7643 | 0.0421 | 54.91
6714 | 0.76076 | 0.02368 | 61.76
6715 | 0.75896 | 0.00263 | 54.81
6716 | 0.75759 | 0 | 44.4
6717 | 0.75712 | 0 | 41.01
6718 | 0.77623 | 0 | 32.77
6719 | 0.78893 | 0 | 30.64
6720 | 0.78757 | 0 | 27.93
6721 | 0.68697 | 0 | 25
6722 | 0.4534 | 0 | 22.98
6723 | 0.28798 | 0 | 20.71
6724 | 0.14265 | 0 | 24.39
6725 | 0.08188 | 0 | 30.52
6726 | 0.07835 | 0 | 47.21
6727 | 0.12603 | 0 | 49.8
6728 | 0.17481 | 0.00352 | 50.85
6729 | 0.13144 | 0.02024 | 49.13
6730 | 0.15353 | 0.03517 | 50.01
6731 | 0.30434 | 0.10453 | 49.07
6732 | 0.54154 | 0.23225 | 46.9
6733 | 0.6334 | 0.41085 | 43.53
6734 | 0.67609 | 0.40815 | 38.59
6735 | 0.70397 | 0.44288 | 36.43
6736 | 0.71413 | 0.41269 | 40.62
6737 | 0.72948 | 0.29243 | 45.69
6738 | 0.78041 | 0.12859 | 50.61
6739 | 0.78653 | 0.00705 | 48.76
6740 | 0.7202 | 0 | 38.88
6741 | 0.71164 | 0 | 40.26
6742 | 0.7129 | 0 | 32.65
6743 | 0.62637 | 0 | 24.47
6744 | 0.58405 | 0 | 23.63
6745 | 0.667 | 0 | 22.25
6746 | 0.74552 | 0 | 19.44
6747 | 0.75804 | 0 | 21.92
6748 | 0.77662 | 0 | 25.22
6749 | 0.80503 | 0 | 31.47
6750 | 0.76473 | 0 | 45.73
6751 | 0.78791 | 0 | 48.41
6752 | 0.79757 | 0.00621 | 47.89
6753 | 0.8031 | 0.09266 | 47.63
6754 | 0.80583 | 0.2256 | 46.27
6755 | 0.75619 | 0.31033 | 39.47
6756 | 0.76076 | 0.39321 | 37.25
6757 | 0.76076 | 0.43741 | 36.15
6758 | 0.79542 | 0.50393 | 35.25
6759 | 0.81719 | 0.43897 | 33.49
6760 | 0.82522 | 0.34454 | 40.73
6761 | 0.82575 | 0.20527 | 45.21
6762 | 0.83037 | 0.1046 | 51.8
6763 | 0.83178 | 0.00618 | 45.94
6764 | 0.82557 | 0 | 38.13
6765 | 0.81336 | 0 | 34.2
6766 | 0.81992 | 0 | 28.12
6767 | 0.80689 | 0 | 23.88
6768 | 0.8266 | 0 | 22.77
6769 | 0.82112 | 0 | 21.61
6770 | 0.8014 | 0 | 18.26
6771 | 0.73172 | 0 | 18.82
6772 | 0.59772 | 0 | 22.2
6773 | 0.40613 | 0 | 34.73
6774 | 0.29146 | 0 | 45.97
6775 | 0.21873 | 0 | 48.01
6776 | 0.16845 | 0.00707 | 45.84
6777 | 0.19467 | 0.0979 | 44.01
6778 | 0.2742 | 0.24502 | 43.15
6779 | 0.24633 | 0.38167 | 37.78
6780 | 0.13778 | 0.40962 | 35.93
6781 | 0.10986 | 0.52431 | 34.06
6782 | 0.19957 | 0.50427 | 33.68
6783 | 0.30788 | 0.45155 | 29.37
6784 | 0.3499 | 0.35513 | 37.21
6785 | 0.35842 | 0.20698 | 43.61
6786 | 0.40979 | 0.09221 | 54.45
6787 | 0.47123 | 0.00792 | 48.01
6788 | 0.52734 | 0 | 36.93
6789 | 0.54154 | 0 | 35.07
6790 | 0.53503 | 0 | 26.63
6791 | 0.59483 | 0 | 24.25
6792 | 0.58405 | 0 | 22.64
6793 | 0.63599 | 0 | 17.65
6794 | 0.68555 | 0 | 12.57
6795 | 0.70135 | 0 | 14.54
6796 | 0.70135 | 0 | 20.15
6797 | 0.70397 | 0 | 25.91
6798 | 0.71536 | 0 | 38.74
6799 | 0.7202 | 0 | 43.05
6800 | 0.71901 | 0.0044 | 37.69
6801 | 0.70135 | 0.06644 | 34.1
6802 | 0.68626 | 0.19469 | 32.79
6803 | 0.68626 | 0.31861 | 30.6
6804 | 0.67235 | 0.40727 | 26.39
6805 | 0.6219 | 0.41256 | 23.95
6806 | 0.56479 | 0.48281 | 22.8
6807 | 0.54692 | 0.4632 | 23.95
6808 | 0.53612 | 0.32969 | 30.38
6809 | 0.51509 | 0.23033 | 33.65
6810 | 0.53065 | 0.11462 | 41.99
6811 | 0.56994 | 0.0044 | 36.1
6812 | 0.61279 | 0 | 24.8
6813 | 0.66076 | 0 | 24.24
6814 | 0.70976 | 0 | 26.75
6815 | 0.72491 | 0 | 14.19
6816 | 0.73557 | 0 | 15.09
6817 | 0.73228 | 0 | 9.44
6818 | 0.72139 | 0 | 7.15
6819 | 0.72374 | 0 | 10.34
6820 | 0.67904 | 0 | 13.39
6821 | 0.64196 | 0 | 21.4
6822 | 0.58899 | 0 | 26.2
6823 | 0.61647 | 0 | 24.53
6824 | 0.66931 | 0.00439 | 29.5
6825 | 0.72199 | 0.06379 | 28.54
6826 | 0.75241 | 0.14951 | 25.26
6827 | 0.68768 | 0.20269 | 24.51
6828 | 0.67534 | 0.33247 | 18.55
6829 | 0.63078 | 0.29999 | 25.12
6830 | 0.61095 | 0.41783 | 26.9
6831 | 0.64449 | 0.37726 | 30
6832 | 0.67904 | 0.34245 | 30.24
6833 | 0.67007 | 0.24131 | 36.25
6834 | 0.65917 | 0.08646 | 44.65
6835 | 0.6746 | 0.00439 | 40.13
6836 | 0.69118 | 0 | 33.15
6837 | 0.66623 | 0 | 33.59
6838 | 0.621 | 0 | 31.53
6839 | 0.48996 | 0 | 31.44
6840 | 0.65758 | 0 | 25.66
6841 | 0.70462 | 0 | 24.05
6842 | 0.73664 | 0 | 15.18
6843 | 0.73611 | 0 | 11.32
6844 | 0.72433 | 0 | 15.65
6845 | 0.75712 | 0 | 11.27
6846 | 0.79321 | 0 | 22.21
6847 | 0.7948 | 0 | 27.85
6848 | 0.80448 | 0.00263 | 26.58
6849 | 0.81096 | 0.0219 | 25.1
6850 | 0.66233 | 0.04909 | 24
6851 | 0.42563 | 0.09371 | 23.08
6852 | 0.3633 | 0.22122 | 14.61
6853 | 0.13301 | 0.20442 | 8.52
6854 | 0.14845 | 0.17268 | 12.3
6855 | 0.16398 | 0.26621 | 21.29
6856 | 0.15014 | 0.1911 | 27.94
6857 | 0.06202 | 0.06643 | 30
6858 | 0.00685 | 0.03391 | 40.09
6859 | 0.0062 | 0.00176 | 41.24
6860 | 0.02561 | 0 | 29.09
6861 | 0.05852 | 0 | 33.69
6862 | 0.06407 | 0 | 29.23
6863 | 0.16755 | 0 | 32.46
6864 | 0.27762 | 0 | 15.21
6865 | 0.40123 | 0 | 16.56
6866 | 0.45579 | 0 | 15.17
6867 | 0.42685 | 0 | 16
6868 | 0.2742 | 0 | 24.63
6869 | 0.09691 | 0 | 36.06
6870 | 0.08985 | 0 | 48.92
6871 | 0.08551 | 0 | 50.24
6872 | 0.08612 | 0.00177 | 50.39
6873 | 0.07378 | 0.02778 | 49.58
6874 | 0.01743 | 0.07778 | 48
6875 | 0 | 0.14873 | 45.25
6876 | 0.0011 | 0.16642 | 43
6877 | 0.02975 | 0.11704 | 39.5
6878 | 0.29379 | 0.14228 | 40.8
6879 | 0.54584 | 0.08875 | 39.99
6880 | 0.5117 | 0.10314 | 41.49
6881 | 0.71351 | 0.07512 | 50.09
6882 | 0.7196 | 0.04472 | 52.79
6883 | 0.63942 | 0.00265 | 48.93
6884 | 0.68697 | 0 | 37.01
6885 | 0.68555 | 0 | 33.36
6886 | 0.65678 | 0 | 25.22
6887 | 0.6025 | 0 | 26
6888 | 0.71841 | 0 | 25.72
6889 | 0.76254 | 0 | 25
6890 | 0.75526 | 0 | 24.27
6891 | 0.76898 | 0 | 25
6892 | 0.81609 | 0 | 29.99
6893 | 0.83577 | 0 | 40.61
6894 | 0.84023 | 0 | 52.64
6895 | 0.84033 | 0 | 55.21
6896 | 0.83725 | 0.00355 | 54.8
6897 | 0.82504 | 0.0567 | 51.76
6898 | 0.79937 | 0.20685 | 50.62
6899 | 0.69868 | 0.29449 | 47.9
6900 | 0.56064 | 0.40412 | 46.64
6901 | 0.48297 | 0.41596 | 44.58
6902 | 0.53393 | 0.40878 | 44.87
6903 | 0.69187 | 0.35088 | 45.33
6904 | 0.67757 | 0.21975 | 51.02
6905 | 0.73611 | 0.06096 | 58.33
6906 | 0.6834 | 0.03259 | 67.95
6907 | 0.6639 | 0.00176 | 55.29
6908 | 0.79224 | 0 | 45.97
6909 | 0.83022 | 0 | 40.76
6910 | 0.83895 | 0 | 37.09
6911 | 0.82147 | 0 | 34.81
6912 | 0.82101 | 0 | 33.02
6913 | 0.83095 | 0 | 29.25
6914 | 0.83144 | 0 | 28.4
6915 | 0.80601 | 0 | 28.23
6916 | 0.78035 | 0 | 28.41
6917 | 0.81835 | 0 | 38.68
6918 | 0.83437 | 0 | 49.97
6919 | 0.83489 | 0 | 51.3
6920 | 0.83611 | 0.00088 | 50.14
6921 | 0.83514 | 0.01321 | 46.99
6922 | 0.84047 | 0.02554 | 43.67
6923 | 0.76386 | 0.03601 | 40.57
6924 | 0.19564 | 0.06931 | 39
6925 | 0.01649 | 0.0957 | 36.34
6926 | 0.03535 | 0.20971 | 37.25
6927 | 0.25401 | 0.20183 | 38.11
6928 | 0.4498 | 0.1427 | 46.99
6929 | 0.42563 | 0.06568 | 50.07
6930 | 0.32335 | 0.02993 | 55
6931 | 0.21565 | 0.00177 | 55.05
6932 | 0.19467 | 0 | 45.59
6933 | 0.16845 | 0 | 44.06
6934 | 0.15871 | 0 | 38.01
6935 | 0.14845 | 0 | 29.02
6936 | 0.21873 | 0 | 28.1
6937 | 0.28221 | 0 | 26.6
6938 | 0.38409 | 0 | 26.34
6939 | 0.44499 | 0 | 28.43
6940 | 0.4888 | 0 | 31.29
6941 | 0.54477 | 0 | 41.94
6942 | 0.54262 | 0 | 52.13
6943 | 0.58702 | 0 | 54.42
6944 | 0.59192 | 0.00177 | 54.03
6945 | 0.56686 | 0.06106 | 53
6946 | 0.61279 | 0.19872 | 52.19
6947 | 0.62548 | 0.22903 | 48.7
6948 | 0.64865 | 0.35342 | 46.48
6949 | 0.6246 | 0.24357 | 45.04
6950 | 0.71164 | 0.41555 | 44.35
6951 | 0.76559 | 0.32539 | 46.42
6952 | 0.79159 | 0.34132 | 51.52
6953 | 0.79224 | 0.19135 | 56.62
6954 | 0.75048 | 0.06933 | 63.96
6955 | 0.76342 | 0.00177 | 54.5
6956 | 0.81265 | 0 | 45.67
6957 | 0.83566 | 0 | 40.74
6958 | 0.83608 | 0 | 36.35
6959 | 0.83715 | 0 | 33.15
6960 | 0.83489 | 0 | 31.05
6961 | 0.72777 | 0 | 28.31
6962 | 0.80725 | 0 | 24.6
6963 | 0.82796 | 0 | 20.69
6964 | 0.84038 | 0 | 23.96
6965 | 0.83432 | 0 | 38.2
6966 | 0.81565 | 0 | 48.39
6967 | 0.79877 | 0 | 51.46
6968 | 0.79385 | 0.00177 | 48.62
6969 | 0.77853 | 0.09088 | 46.04
6970 | 0.777 | 0.22414 | 43.27
6971 | 0.76076 | 0.30363 | 45.94
6972 | 0.79126 | 0.31094 | 39.87
6973 | 0.78618 | 0.31935 | 36.09
6974 | 0.78513 | 0.27924 | 34.85
6975 | 0.7906 | 0.17007 | 34.45
6976 | 0.78994 | 0.14773 | 39.47
6977 | 0.76898 | 0.09246 | 46.61
6978 | 0.74348 | 0.02615 | 52.68
6979 | 0.70721 | 0.00089 | 51.83
6980 | 0.67007 | 0 | 40.65
6981 | 0.61002 | 0 | 40.82
6982 | 0.52844 | 0 | 40.43
6983 | 0.52068 | 0 | 27.04
6984 | 0.43413 | 0 | 27.56
6985 | 0.47829 | 0 | 25.4
6986 | 0.40613 | 0 | 23.9
6987 | 0.36941 | 0 | 24.2
6988 | 0.39879 | 0 | 25.09
6989 | 0.33899 | 0 | 26.89
6990 | 0.30552 | 0 | 29.7
6991 | 0.2903 | 0 | 33
6992 | 0.27877 | 0.00177 | 35.14
6993 | 0.26966 | 0.06478 | 36
6994 | 0.21462 | 0.21277 | 36.53
6995 | 0.22601 | 0.30995 | 35.2
6996 | 0.20353 | 0.36732 | 34.08
6997 | 0.28798 | 0.40531 | 33.3
6998 | 0.26853 | 0.35027 | 33.07
6999 | 0.15784 | 0.28183 | 35.04
7000 | 0.09047 | 0.18856 | 38.48
7001 | 0.06252 | 0.1028 | 44.08
7002 | 0.03462 | 0.03265 | 47.9
7003 | 0.01579 | 0.00177 | 39.19
7004 | 0.01447 | 0 | 35.06
7005 | 0.02382 | 0 | 35.05
7006 | 0.05513 | 0 | 33.18
7007 | 0.12988 | 0 | 29.99
7008 | 0.15525 | 0 | 26.01
7009 | 0.19858 | 0 | 27.01
7010 | 0.23022 | 0 | 26.9
7011 | 0.34747 | 0 | 26.51
7012 | 0.49573 | 0 | 26.3
7013 | 0.55751 | 0 | 27.03
7014 | 0.57806 | 0 | 29.94
7015 | 0.40979 | 0 | 31.74
7016 | 0.39267 | 0.00178 | 36.37
7017 | 0.46413 | 0.05042 | 37.47
7018 | 0.46175 | 0.17091 | 38.32
7019 | 0.33899 | 0.27898 | 37.9
7020 | 0.29729 | 0.45837 | 35.02
7021 | 0.20954 | 0.47723 | 31.04
7022 | 0.18984 | 0.43344 | 32.8
7023 | 0.18984 | 0.36774 | 35.73
7024 | 0.31738 | 0.28601 | 40.38
7025 | 0.45579 | 0.1478 | 47.58
7026 | 0.41101 | 0.05851 | 51.06
7027 | 0.4486 | 0.00089 | 47.1
7028 | 0.46294 | 0 | 39.62
7029 | 0.41467 | 0 | 38.09
7030 | 0.36086 | 0 | 36
7031 | 0.15353 | 0 | 30.34
7032 | 0.14265 | 0 | 27.11
7033 | 0.20154 | 0 | 26.28
7034 | 0.22183 | 0 | 25.79
7035 | 0.22601 | 0 | 25.7
7036 | 0.22917 | 0 | 26.39
7037 | 0.27306 | 0 | 38.01
7038 | 0.26179 | 0 | 51.93
7039 | 0.20853 | 0 | 52.43
7040 | 0.16665 | 0.00178 | 52.4
7041 | 0.11705 | 0.09452 | 51.8
7042 | 0.07548 | 0.24377 | 52.17
7043 | 0.03609 | 0.37043 | 47.23
7044 | 0.02022 | 0.43917 | 46.15
7045 | 0.00797 | 0.5137 | 45.21
7046 | 0.00422 | 0.52681 | 47.71
7047 | 0.00106 | 0.43633 | 50.03
7048 | 0.00019 | 0.33894 | 54.11
7049 | 8e-05 | 0.22937 | 58.02
7050 | 1e-05 | 0.07848 | 66.51
7051 | 0.00023 | 0.00088 | 59.88
7052 | 0.00461 | 0 | 49.25
7053 | 0.01649 | 0 | 46.98
7054 | 0.03144 | 0 | 40.18
7055 | 0.05419 | 0 | 40.97
7056 | 0.0444 | 0 | 35.88
7057 | 0.03076 | 0 | 34.64
7058 | 0.02268 | 0 | 31.84
7059 | 0.03535 | 0 | 33.32
7060 | 0.05609 | 0 | 36.2
7061 | 0.06722 | 0 | 46.99
7062 | 0.09175 | 0 | 56.43
7063 | 0.09691 | 0 | 61.3
7064 | 0.09175 | 0.00089 | 60
7065 | 0.06511 | 0.06454 | 55.49
7066 | 0.08735 | 0.20905 | 52.72
7067 | 0.07101 | 0.27516 | 48.75
7068 | 0.07662 | 0.42387 | 46.25
7069 | 0.09366 | 0.48184 | 45.51
7070 | 0.06616 | 0.51821 | 44.26
7071 | 0.03535 | 0.46517 | 46.24
7072 | 0.03144 | 0.35498 | 51.93
7073 | 0.03248 | 0.21784 | 60
7074 | 0.11632 | 0.08279 | 65.47
7075 | 0.17758 | 0.00088 | 54.82
7076 | 0.26291 | 0 | 47.65
7077 | 0.40979 | 0 | 43.78
7078 | 0.52624 | 0 | 38.38
7079 | 0.60815 | 0 | 35.78
7080 | 0.60815 | 0 | 32.31
7081 | 0.60628 | 0 | 31.36
7082 | 0.68908 | 0 | 30.09
7083 | 0.73117 | 0 | 30.39
7084 | 0.73117 | 0 | 33.5
7085 | 0.73005 | 0 | 40.7
7086 | 0.73005 | 0 | 52.4
7087 | 0.71164 | 0 | 59.77
7088 | 0.70848 | 0 | 57.12
7089 | 0.67757 | 0.01509 | 54.11
7090 | 0.62548 | 0.05016 | 51.23
7091 | 0.47005 | 0.04953 | 47.25
7092 | 0.39267 | 0.0398 | 46.35
7093 | 0.39511 | 0.04771 | 46.29
7094 | 0.33175 | 0.06003 | 45.65
7095 | 0.18792 | 0.10579 | 45.87
7096 | 0.17481 | 0.15928 | 50.67
7097 | 0.15871 | 0.08597 | 53.49
7098 | 0.14102 | 0.04761 | 55.49
7099 | 0.12756 | 0 | 52.24
7100 | 0.10567 | 0 | 41.09
7101 | 0.08249 | 0 | 38.53
7102 | 0.13301 | 0 | 35.62
7103 | 0.09239 | 0 | 33.66
7104 | 0.06252 | 0 | 31.04
7105 | 0.02942 | 0 | 30.02
7106 | 0.21462 | 0 | 29.41
7107 | 0.28451 | 0 | 30.06
7108 | 0.39511 | 0 | 32.89
7109 | 0.451 | 0 | 39.55
7110 | 0.36697 | 0 | 48.98
7111 | 0.42563 | 0 | 54.11
7112 | 0.31857 | 0 | 54.11
7113 | 0.10293 | 0.01121 | 51.08
7114 | 0.04398 | 0.05527 | 46.93
7115 | 0.04315 | 0.15893 | 44.36
7116 | 0.11414 | 0.2018 | 40.67
7117 | 0.20253 | 0.19148 | 38
7118 | 0.28106 | 0.1524 | 36.78
7119 | 0.44379 | 0.26925 | 37.34
7120 | 0.53503 | 0.26062 | 39.9
7121 | 0.48181 | 0.19256 | 43.59
7122 | 0.4462 | 0.07638 | 50.26
7123 | 0.43655 | 0 | 35.93
7124 | 0.43655 | 0 | 30.07
7125 | 0.54584 | 0 | 30.9
7126 | 0.61002 | 0 | 31.1
7127 | 0.6006 | 0 | 30.95
7128 | 0.56892 | 0 | 25.27
7129 | 0.45579 | 0 | 25.2
7130 | 0.38409 | 0 | 24.42
7131 | 0.47477 | 0 | 25.2
7132 | 0.61464 | 0 | 28.22
7133 | 0.68768 | 0 | 36.06
7134 | 0.75384 | 0 | 47.9
7135 | 0.77227 | 0 | 51.89
7136 | 0.79757 | 0 | 51.24
7137 | 0.80448 | 0.03141 | 44.49
7138 | 0.81675 | 0.08803 | 42.92
7139 | 0.8152 | 0.17398 | 40.98
7140 | 0.82052 | 0.22715 | 38.02
7141 | 0.82012 | 0.451 | 34.78
7142 | 0.82032 | 0.4484 | 35.33
7143 | 0.82341 | 0.41875 | 36.92
7144 | 0.82487 | 0.31675 | 43.83
7145 | 0.8315 | 0.19975 | 48.11
7146 | 0.83334 | 0.06205 | 51.09
7147 | 0.83065 | 0 | 43.04
7148 | 0.82557 | 0 | 36.66
7149 | 0.82112 | 0 | 40.34
7150 | 0.81382 | 0 | 37.29
7151 | 0.80997 | 0 | 28.98
7152 | 0.78262 | 0 | 24.58
7153 | 0.76559 | 0 | 22.62
7154 | 0.75241 | 0 | 18.67
7155 | 0.73448 | 0 | 13.84
7156 | 0.73117 | 0 | 21.15
7157 | 0.72948 | 0 | 22.1
7158 | 0.74602 | 0 | 28.24
7159 | 0.76688 | 0 | 32.14
7160 | 0.79159 | 0 | 31.41
7161 | 0.80947 | 0.07911 | 26.42
7162 | 0.82323 | 0.21501 | 23.42
7163 | 0.82839 | 0.35281 | 30.47
7164 | 0.83769 | 0.44859 | 24.13
7165 | 0.83902 | 0.4875 | 15.95
7166 | 0.84028 | 0.38023 | 22.32
7167 | 0.8414 | 0.25442 | 25.91
7168 | 0.84101 | 0.10703 | 30.02
7169 | 0.83835 | 0.06955 | 36.87
7170 | 0.83108 | 0.00844 | 37.37
7171 | 0.81565 | 0 | 29.37
7172 | 0.77584 | 0 | 26.76
7173 | 0.70912 | 0 | 27.99
7174 | 0.621 | 0 | 27
7175 | 0.1338 | 0 | 29.62
7176 | 0.02382 | 0 | 27.3
7177 | 0.06775 | 0 | 21.13
7178 | 0.17665 | 0 | 11.58
7179 | 0.52955 | 0 | 14.03
7180 | 0.74752 | 0 | 12.9
7181 | 0.80794 | 0 | 18.37
7182 | 0.8271 | 0 | 21.04
7183 | 0.82228 | 0 | 26.26
7184 | 0.81382 | 0 | 29.04
7185 | 0.80583 | 0.00713 | 30.11
7186 | 0.80366 | 0.02673 | 33.68
7187 | 0.77584 | 0.03836 | 32.34
7188 | 0.80024 | 0.05973 | 35.17
7189 | 0.77662 | 0.09575 | 32.61
7190 | 0.75432 | 0.04191 | 28
7191 | 0.75804 | 0.05168 | 31.1
7192 | 0.72664 | 0.06446 | 36.3
7193 | 0.73117 | 0.03984 | 44.44
7194 | 0.74802 | 0.01222 | 49.34
7195 | 0.73557 | 0 | 55.52
7196 | 0.73283 | 0 | 42.24
7197 | 0.73172 | 0 | 34.06
7198 | 0.71719 | 0 | 40
7199 | 0.74901 | 0 | 34.5
7200 | 0.69667 | 0 | 32.42
7201 | 0.69531 | 0 | 31.38
7202 | 0.68555 | 0 | 30
7203 | 0.66233 | 0 | 27.64
7204 | 0.6731 | 0 | 27.93
7205 | 0.65997 | 0 | 31.45
7206 | 0.66312 | 0 | 41.44
7207 | 0.68483 | 0 | 53.34
7208 | 0.68483 | 0 | 55.49
7209 | 0.67757 | 0.01337 | 55.66
7210 | 0.64782 | 0.05945 | 54.8
7211 | 0.47359 | 0.15787 | 51.1
7212 | 0.44138 | 0.22027 | 52.28
7213 | 0.37186 | 0.29574 | 50.9
7214 | 0.33055 | 0.22773 | 53
7215 | 0.36452 | 0.17568 | 53.34
7216 | 0.35233 | 0.12317 | 54.99
7217 | 0.43896 | 0.08989 | 61.23
7218 | 0.53065 | 0.02623 | 63.62
7219 | 0.49804 | 0 | 61.5
7220 | 0.46056 | 0 | 58
7221 | 0.52624 | 0 | 45.44
7222 | 0.5958 | 0 | 41.25
7223 | 0.55224 | 0 | 37.84
7224 | 0.56273 | 0 | 37.18
7225 | 0.60155 | 0 | 36.76
7226 | 0.61371 | 0 | 35.83
7227 | 0.63253 | 0 | 35.26
7228 | 0.66546 | 0 | 35.17
7229 | 0.69394 | 0 | 36
7230 | 0.70785 | 0 | 43.26
7231 | 0.70397 | 0 | 53.5
7232 | 0.67609 | 0 | 55.81
7233 | 0.68697 | 0.01068 | 55.01
7234 | 0.70848 | 0.02933 | 52.94
7235 | 0.61002 | 0.07156 | 52.83
7236 | 0.6246 | 0.10156 | 49.77
7237 | 0.58405 | 0.1123 | 49.02
7238 | 0.43534 | 0.14136 | 52.3
7239 | 0.24851 | 0.0608 | 55.01
7240 | 0.13538 | 0.14347 | 57.2
7241 | 0.09175 | 0.08685 | 62.44
7242 | 0.07101 | 0.02533 | 66.18
7243 | 0.08922 | 0 | 60.75
7244 | 0.11199 | 0 | 54.01
7245 | 0.12679 | 0 | 46.08
7246 | 0.17573 | 0 | 42.34
7247 | 0.10776 | 0 | 40.97
7248 | 0.16486 | 0 | 38.46
7249 | 0.15439 | 0 | 36.86
7250 | 0.08797 | 0 | 36.14
7251 | 0.0444 | 0 | 35.58
7252 | 0.03248 | 0 | 36.15
7253 | 0.04233 | 0 | 38.25
7254 | 0.05187 | 0 | 46.67
7255 | 0.08797 | 0 | 54.12
7256 | 0.12299 | 0 | 57.6
7257 | 0.17758 | 0.03152 | 54.82
7258 | 0.28336 | 0.09481 | 55.07
7259 | 0.4049 | 0.10186 | 55.07
7260 | 0.49458 | 0.13627 | 55
7261 | 0.55011 | 0.13999 | 53
7262 | 0.62637 | 0.08766 | 53.68
7263 | 0.7202 | 0.07367 | 54.03
7264 | 0.76603 | 0.03337 | 56.17
7265 | 0.79289 | 0.02109 | 61.57
7266 | 0.78618 | 0.0044 | 66.7
7267 | 0.77853 | 0 | 60
7268 | 0.71536 | 0 | 55
7269 | 0.52291 | 0 | 45.63
7270 | 0.46294 | 0 | 44
7271 | 0.71901 | 0 | 42.17
7272 | 0.75804 | 0 | 38.48
7273 | 0.76898 | 0 | 35.97
7274 | 0.68268 | 0 | 33.97
7275 | 0.6219 | 0 | 33.16
7276 | 0.65917 | 0 | 32.54
7277 | 0.62903 | 0 | 35.84
7278 | 0.6006 | 0 | 42.69
7279 | 0.6246 | 0 | 48.41
7280 | 0.621 | 0 | 55.5
7281 | 0.573 | 0.04423 | 55.35
7282 | 0.53612 | 0.11909 | 50
7283 | 0.35598 | 0.1941 | 49.49
7284 | 0.28451 | 0.31471 | 48.48
7285 | 0.34747 | 0.30965 | 48.06
7286 | 0.36452 | 0.28111 | 48.1
7287 | 0.33899 | 0.22564 | 49.08
7288 | 0.34262 | 0.20545 | 51.08
7289 | 0.34626 | 0.11684 | 56.01
7290 | 0.22183 | 0.0252 | 61.18
7291 | 0.0807 | 0 | 60
7292 | 0.07435 | 0 | 55.82
7293 | 0.20353 | 0 | 44.41
7294 | 0.45698 | 0 | 42
7295 | 0.65193 | 0 | 40
7296 | 0.74296 | 0 | 35.94
7297 | 0.83347 | 0 | 33.49
7298 | 0.83527 | 0 | 28.99
7299 | 0.84074 | 0 | 27.12
7300 | 0.82575 | 0 | 26.17
7301 | 0.81169 | 0 | 26.14
7302 | 0.81312 | 0 | 29.1
7303 | 0.78825 | 0 | 32.86
7304 | 0.7585 | 0 | 33
7305 | 0.71841 | 0.0088 | 35.07
7306 | 0.71475 | 0.03078 | 33.01
7307 | 0.73448 | 0.0806 | 34.04
7308 | 0.79937 | 0.07284 | 35.9
7309 | 0.79666 | 0.06664 | 33.43
7310 | 0.79787 | 0.14067 | 31.5
7311 | 0.76815 | 0.15458 | 30.09
7312 | 0.76772 | 0.15898 | 30
7313 | 0.81428 | 0.04694 | 30.07
7314 | 0.83697 | 0.02107 | 38.08
7315 | 0.82815 | 0 | 37.01
7316 | 0.79056 | 0 | 31.98
7317 | 0.78828 | 0 | 30.11
7318 | 0.83921 | 0 | 30.49
7319 | 0.83322 | 0 | 27.2
7320 | 0.83577 | 0 | 27.31
7321 | 0.84122 | 0 | 25.8
7322 | 0.84144 | 0 | 24.78
7323 | 0.8252 | 0 | 20.6
7324 | 0.78279 | 0 | 18.99
7325 | 0.8005 | 0 | 21.86
7326 | 0.80538 | 0 | 24.47
7327 | 0.75297 | 0 | 28.03
7328 | 0.73941 | 0 | 29.34
7329 | 0.74705 | 0.02072 | 32.17
7330 | 0.76338 | 0.06739 | 31.04
7331 | 0.80411 | 0.14502 | 30
7332 | 0.83297 | 0.3089 | 29.6
7333 | 0.83942 | 0.26885 | 27.9
7334 | 0.84074 | 0.22876 | 26.89
7335 | 0.84146 | 0.11058 | 27.94
7336 | 0.84145 | 0.04799 | 30
7337 | 0.84104 | 0.02491 | 33.91
7338 | 0.83489 | 0.00356 | 39.44
7339 | 0.83022 | 0 | 35.05
7340 | 0.80556 | 0 | 32.06
7341 | 0.79159 | 0 | 27.85
7342 | 0.79385 | 0 | 28.81
7343 | 0.8334 | 0 | 27.31
7344 | 0.83267 | 0 | 16.45
7345 | 0.84038 | 0 | 12.45
7346 | 0.84124 | 0 | 9.81
7347 | 0.69187 | 0 | 6.66
7348 | 0.68626 | 0 | 7.13
7349 | 0.66233 | 0 | 10.73
7350 | 0.65663 | 0 | 13.6
7351 | 0.78867 | 0 | 20
7352 | 0.83297 | 0 | 24.2
7353 | 0.84137 | 0.0408 | 29.11
7354 | 0.84018 | 0.12554 | 27.96
7355 | 0.84084 | 0.22254 | 27.63
7356 | 0.83873 | 0.22098 | 37.76
7357 | 0.83382 | 0.25466 | 32.04
7358 | 0.78518 | 0.3618 | 27.75
7359 | 0.80785 | 0.1966 | 28.43
7360 | 0.82284 | 0.14203 | 28.9
7361 | 0.82924 | 0.08198 | 41.07
7362 | 0.84138 | 0.03358 | 42.83
7363 | 0.80556 | 0 | 41.04
7364 | 0.82575 | 0 | 38.29
7365 | 0.84145 | 0 | 34.3
7366 | 0.81499 | 0 | 31.37
7367 | 0.83841 | 0 | 26.46
7368 | 0.84143 | 0 | 26.68
7369 | 0.83743 | 0 | 24.94
7370 | 0.83359 | 0 | 22.51
7371 | 0.83007 | 0 | 13.64
7372 | 0.83743 | 0 | 11.32
7373 | 0.83668 | 0 | 20
7374 | 0.84137 | 0 | 35.5
7375 | 0.82284 | 0 | 43.56
7376 | 0.83111 | 0 | 45.35
7377 | 0.81958 | 0.03807 | 45.07
7378 | 0.7606 | 0.14418 | 43.97
7379 | 0.76702 | 0.22229 | 43.33
7380 | 0.77704 | 0.35748 | 41.71
7381 | 0.81472 | 0.36302 | 43.65
7382 | 0.82436 | 0.36546 | 44.39
7383 | 0.82739 | 0.34189 | 46.38
7384 | 0.82216 | 0.24734 | 45.38
7385 | 0.82147 | 0.14325 | 52.89
7386 | 0.8057 | 0.04286 | 52.92
7387 | 0.83564 | 0 | 48.91
7388 | 0.84134 | 0 | 44.21
7389 | 0.84142 | 0 | 37.95
7390 | 0.8413 | 0 | 35.5
7391 | 0.8193 | 0 | 30
7392 | 0.77064 | 0 | 26.5
7393 | 0.75941 | 0 | 25.64
7394 | 0.75526 | 0 | 25.97
7395 | 0.77506 | 0 | 24.99
7396 | 0.78548 | 0 | 26.04
7397 | 0.78298 | 0 | 27.94
7398 | 0.78298 | 0 | 38.92
7399 | 0.78825 | 0 | 45.52
7400 | 0.80393 | 0 | 47.97
7401 | 0.82487 | 0.04406 | 47.43
7402 | 0.83094 | 0.13796 | 47.98
7403 | 0.82072 | 0.21485 | 48.43
7404 | 0.83258 | 0.33226 | 46.96
7405 | 0.83851 | 0.36237 | 48.34
7406 | 0.83819 | 0.26396 | 49.91
7407 | 0.83778 | 0.27001 | 50
7408 | 0.83245 | 0.21733 | 50.04
7409 | 0.81783 | 0.14828 | 60.71
7410 | 0.79573 | 0.00978 | 62.89
7411 | 0.75193 | 0 | 52.3
7412 | 0.69531 | 0 | 47.56
7413 | 0.6746 | 0 | 43.3
7414 | 0.68768 | 0 | 41.21
7415 | 0.6731 | 0 | 38.3
7416 | 0.7196 | 0 | 36.97
7417 | 0.69734 | 0 | 35.75
7418 | 0.63857 | 0 | 34.27
7419 | 0.60533 | 0 | 33.79
7420 | 0.64112 | 0 | 34.45
7421 | 0.66312 | 0 | 37.74
7422 | 0.63253 | 0 | 45.63
7423 | 0.55646 | 0 | 55.77
7424 | 0.5218 | 0 | 57.77
7425 | 0.49112 | 0.04442 | 56.92
7426 | 0.33537 | 0.13326 | 56.8
7427 | 0.17389 | 0.21104 | 56.44
7428 | 0.16576 | 0.28688 | 54.42
7429 | 0.18412 | 0.29748 | 55.8
7430 | 0.35964 | 0.27814 | 57.28
7431 | 0.49804 | 0.1565 | 57.39
7432 | 0.50147 | 0.11783 | 60.71
7433 | 0.52624 | 0.07382 | 76.08
7434 | 0.5554 | 0.00979 | 87.12
7435 | 0.50831 | 0 | 65
7436 | 0.6192 | 0 | 54.47
7437 | 0.76032 | 0 | 47.52
7438 | 0.80997 | 0 | 44.59
7439 | 0.77704 | 0 | 40.3
7440 | 0.82796 | 0 | 39.07
7441 | 0.84146 | 0 | 35.95
7442 | 0.84112 | 0 | 33.4
7443 | 0.83359 | 0 | 32.67
7444 | 0.83658 | 0 | 32.11
7445 | 0.83094 | 0 | 34.73
7446 | 0.8217 | 0 | 41.25
7447 | 0.82012 | 0 | 48.12
7448 | 0.79877 | 0 | 51.29
7449 | 0.77662 | 0.03123 | 48.56
7450 | 0.7495 | 0.14852 | 47.54
7451 | 0.69868 | 0.20675 | 46.36
7452 | 0.64449 | 0.31557 | 43.91
7453 | 0.63599 | 0.37719 | 44.57
7454 | 0.61829 | 0.34264 | 45.61
7455 | 0.70397 | 0.27157 | 46.83
7456 | 0.75526 | 0.22614 | 48.68
7457 | 0.80112 | 0.12825 | 51.17
7458 | 0.82112 | 0.00983 | 54.99
7459 | 0.82285 | 0 | 52.2
7460 | 0.80663 | 0 | 45.27
7461 | 0.74193 | 0 | 40
7462 | 0.74037 | 0 | 41.09
7463 | 0.74501 | 0 | 38.99
7464 | 0.79289 | 0 | 36.94
7465 | 0.77891 | 0 | 35.64
7466 | 0.73117 | 0 | 32.07
7467 | 0.68979 | 0 | 31.82
7468 | 0.63942 | 0 | 33.19
7469 | 0.6299 | 0 | 35.22
7470 | 0.63599 | 0 | 45.22
7471 | 0.6746 | 0 | 52.33
7472 | 0.68768 | 0 | 54.32
7473 | 0.69935 | 0.01077 | 56.04
7474 | 0.68196 | 0.17531 | 55.2
7475 | 0.51621 | 0.30523 | 54.2
7476 | 0.51957 | 0.40827 | 52.44
7477 | 0.53937 | 0.46505 | 52.52
7478 | 0.54904 | 0.3609 | 53.01
7479 | 0.56376 | 0.29759 | 52.19
7480 | 0.63253 | 0.25562 | 54.3
7481 | 0.66076 | 0.13862 | 66.47
7482 | 0.65997 | 0.00981 | 65
7483 | 0.63599 | 0 | 62.01
7484 | 0.59772 | 0 | 49.39
7485 | 0.57199 | 0 | 44.51
7486 | 0.47477 | 0 | 44.58
7487 | 0.29613 | 0 | 42.55
7488 | 0.16576 | 0 | 42.63
7489 | 0.04915 | 0 | 39.78
7490 | 0.01579 | 0 | 38.81
7491 | 0.00034 | 0 | 36.94
7492 | 0.00117 | 0 | 36.2
7493 | 0.03248 | 0 | 36.13
7494 | 0.14265 | 0 | 39.57
7495 | 0.37186 | 0 | 41.56
7496 | 0.61002 | 0 | 42.02
7497 | 0.73172 | 0.00978 | 44.57
7498 | 0.76603 | 0.06311 | 44.15
7499 | 0.60439 | 0.07764 | 42.55
7500 | 0.77662 | 0.06043 | 41.42
7501 | 0.8376 | 0.04241 | 40.01
7502 | 0.83719 | 0.02236 | 39.96
7503 | 0.83443 | 0.04737 | 41.67
7504 | 0.83648 | 0.16356 | 43.81
7505 | 0.83297 | 0.10043 | 49.95
7506 | 0.83921 | 0.00897 | 51
7507 | 0.83489 | 0 | 48.45
7508 | 0.84109 | 0 | 42.75
7509 | 0.84142 | 0 | 40.36
7510 | 0.84077 | 0 | 39.66
7511 | 0.83396 | 0 | 36.67
7512 | 0.83873 | 0 | 37.57
7513 | 0.82433 | 0 | 35.3
7514 | 0.81889 | 0 | 35.13
7515 | 0.82693 | 0 | 34.22
7516 | 0.82032 | 0 | 33.86
7517 | 0.8174 | 0 | 35.01
7518 | 0.81587 | 0 | 35.6
7519 | 0.82727 | 0 | 37.52
7520 | 0.83384 | 0 | 37.52
7521 | 0.82415 | 0.01076 | 39.12
7522 | 0.79289 | 0.15483 | 38.4
7523 | 0.72139 | 0.26906 | 38.84
7524 | 0.64112 | 0.34284 | 40.1
7525 | 0.58207 | 0.32523 | 37.8
7526 | 0.52624 | 0.25069 | 39.68
7527 | 0.44138 | 0.23207 | 41.35
7528 | 0.38042 | 0.23333 | 46.41
7529 | 0.30434 | 0.10385 | 52.17
7530 | 0.28106 | 0.00802 | 53.09
7531 | 0.14512 | 0 | 52.51
7532 | 0.02353 | 0 | 51.01
7533 | 3e-05 | 0 | 47
7534 | 0.00155 | 0 | 44.39
7535 | 0.11128 | 0 | 41.16
7536 | 0.14102 | 0 | 41.83
7537 | 0.3633 | 0 | 38.59
7538 | 0.54154 | 0 | 36.2
7539 | 0.64616 | 0 | 34.75
7540 | 0.64616 | 0 | 34.8
7541 | 0.80421 | 0 | 36.58
7542 | 0.82947 | 0 | 42.49
7543 | 0.84087 | 0 | 46.96
7544 | 0.81499 | 0 | 51
7545 | 0.83835 | 0.00715 | 49.85
7546 | 0.82487 | 0.1534 | 48
7547 | 0.80054 | 0.28191 | 47.63
7548 | 0.80393 | 0.36178 | 47.57
7549 | 0.80896 | 0.33682 | 45.56
7550 | 0.81405 | 0.28695 | 43.66
7551 | 0.83545 | 0.30388 | 43.53
7552 | 0.83888 | 0.21571 | 44.23
7553 | 0.83639 | 0.09322 | 48.39
7554 | 0.82522 | 0.00894 | 51.24
7555 | 0.81847 | 0 | 52.85
7556 | 0.82397 | 0 | 50.25
7557 | 0.82469 | 0 | 46.7
7558 | 0.83455 | 0 | 45.16
7559 | 0.82522 | 0 | 41.58
7560 | 0.82012 | 0 | 37.57
7561 | 0.80896 | 0 | 36.34
7562 | 0.81096 | 0 | 34.9
7563 | 0.82397 | 0 | 32.94
7564 | 0.8271 | 0 | 32.53
7565 | 0.82228 | 0 | 35.32
7566 | 0.80922 | 0 | 42.41
7567 | 0.77023 | 0 | 53.1
7568 | 0.73502 | 0 | 55.21
7569 | 0.7178 | 0.00628 | 54.92
7570 | 0.70267 | 0.104 | 53.46
7571 | 0.71227 | 0.20885 | 51.49
7572 | 0.70332 | 0.33934 | 50.52
7573 | 0.68979 | 0.34567 | 49.72
7574 | 0.67757 | 0.2788 | 49.46
7575 | 0.68412 | 0.27829 | 51.4
7576 | 0.63166 | 0.16562 | 51.2
7577 | 0.58702 | 0.11382 | 59.47
7578 | 0.55855 | 0.00806 | 64.43
7579 | 0.49689 | 0 | 62.85
7580 | 0.43534 | 0 | 57.43
7581 | 0.4049 | 0 | 52.3
7582 | 0.36452 | 0 | 49.03
7583 | 0.3499 | 0 | 44.74
7584 | 0.32455 | 0 | 42.92
7585 | 0.37797 | 0 | 39.25
7586 | 0.41223 | 0 | 37.95
7587 | 0.35355 | 0 | 36.32
7588 | 0.34505 | 0 | 36.82
7589 | 0.41101 | 0 | 39.75
7590 | 0.41955 | 0 | 49.54
7591 | 0.46887 | 0 | 60
7592 | 0.42685 | 0 | 71.19
7593 | 0.5117 | 0.00895 | 70.24
7594 | 0.4462 | 0.0931 | 68.25
7595 | 0.38287 | 0.2301 | 65
7596 | 0.43655 | 0.21265 | 62.38
7597 | 0.55646 | 0.19915 | 60.46
7598 | 0.77023 | 0.27842 | 60
7599 | 0.82433 | 0.1818 | 60
7600 | 0.83827 | 0.09519 | 63.51
7601 | 0.83667 | 0.05467 | 75.06
7602 | 0.8128 | 0.00449 | 80.64
7603 | 0.82323 | 0 | 71.56
7604 | 0.8031 | 0 | 57.11
7605 | 0.83743 | 0 | 52.63
7606 | 0.81451 | 0 | 49.57
7607 | 0.77227 | 0 | 45.54
7608 | 0.74802 | 0 | 39.6
7609 | 0.71841 | 0 | 37.86
7610 | 0.71659 | 0 | 36.51
7611 | 0.6731 | 0 | 35.37
7612 | 0.6192 | 0 | 35.77
7613 | 0.61002 | 0 | 38.23
7614 | 0.65193 | 0 | 46.88
7615 | 0.5596 | 0 | 58.26
7616 | 0.38777 | 0 | 60.5
7617 | 0.18792 | 0.00992 | 60.51
7618 | 0.10567 | 0.10282 | 56.8
7619 | 0.01602 | 0.22449 | 56.05
7620 | 0.0062 | 0.2989 | 53.58
7621 | 0.01301 | 0.32535 | 54.26
7622 | 0.02561 | 0.42131 | 55.41
7623 | 0.01995 | 0.31236 | 57.28
7624 | 0.0311 | 0.20798 | 58.92
7625 | 0.06101 | 0.12161 | 69.24
7626 | 0.11414 | 0.0072 | 78.32
7627 | 0.10023 | 0 | 71.08
7628 | 0.02156 | 0 | 58.51
7629 | 0.00333 | 0 | 54.79
7630 | 0.01281 | 0 | 51.69
7631 | 0.23767 | 0 | 48.53
7632 | 0.34747 | 0 | 46.2
7633 | 0.4665 | 0 | 44.5
7634 | 0.48064 | 0 | 42.03
7635 | 0.42442 | 0 | 37.98
7636 | 0.43896 | 0 | 37.57
7637 | 0.42928 | 0 | 40.07
7638 | 0.3499 | 0 | 50.83
7639 | 0.27193 | 0 | 64.49
7640 | 0.2366 | 0 | 72.36
7641 | 0.21258 | 0.00814 | 74.45
7642 | 0.24198 | 0.15592 | 71.13
7643 | 0.19662 | 0.29927 | 69.59
7644 | 0.30552 | 0.3229 | 70.06
7645 | 0.40123 | 0.35511 | 64.4
7646 | 0.43413 | 0.41651 | 63.09
7647 | 0.61738 | 0.33467 | 56.19
7648 | 0.67159 | 0.20428 | 59.17
7649 | 0.6805 | 0.06401 | 66.09
7650 | 0.71102 | 0.0054 | 73.47
7651 | 0.71841 | 0 | 62.45
7652 | 0.70657 | 0 | 58
7653 | 0.67904 | 0 | 51.84
7654 | 0.66623 | 0 | 52.39
7655 | 0.62011 | 0 | 49.55
7656 | 0.65517 | 0 | 45.67
7657 | 0.69599 | 0 | 43.49
7658 | 0.73172 | 0 | 40.08
7659 | 0.76559 | 0 | 37.19
7660 | 0.78004 | 0 | 37.32
7661 | 0.79257 | 0 | 39.6
7662 | 0.80922 | 0 | 40.14
7663 | 0.80366 | 0 | 42.56
7664 | 0.79126 | 0 | 43.66
7665 | 0.76981 | 0.00539 | 50.16
7666 | 0.71719 | 0.10643 | 50.9
7667 | 0.52624 | 0.24858 | 50.16
7668 | 0.51621 | 0.31797 | 49.27
7669 | 0.56892 | 0.37358 | 47.65
7670 | 0.5958 | 0.29187 | 42.96
7671 | 0.64365 | 0.26421 | 42.79
7672 | 0.6237 | 0.20417 | 45.79
7673 | 0.57199 | 0.11346 | 52.55
7674 | 0.47241 | 0.00628 | 57.8
7675 | 0.36941 | 0 | 54.54
7676 | 0.27877 | 0 | 51.79
7677 | 0.19176 | 0 | 49.27
7678 | 0.09111 | 0 | 48.87
7679 | 0.10916 | 0 | 47.88
7680 | 0.05372 | 0 | 45.07
7681 | 0.01792 | 0 | 42.42
7682 | 0.00685 | 0 | 39.81
7683 | 0.00583 | 0 | 37.4
7684 | 0.00265 | 0 | 36.3
7685 | 0.00272 | 0 | 36.46
7686 | 0.00953 | 0 | 36.5
7687 | 0.02909 | 0 | 37.4
7688 | 0.06202 | 0 | 38.56
7689 | 0.06937 | 0.00539 | 41.19
7690 | 0.04827 | 0.06491 | 43.12
7691 | 0.02623 | 0.14629 | 43.81
7692 | 0.02353 | 0.2122 | 44.08
7693 | 0.02623 | 0.23657 | 42.32
7694 | 0.02748 | 0.27781 | 41
7695 | 0.03646 | 0.22854 | 41.01
7696 | 0.07266 | 0.15472 | 43.01
7697 | 0.11926 | 0.0909 | 48.11
7698 | 0.12603 | 0.00539 | 52.75
7699 | 0.14265 | 0 | 55.15
7700 | 0.16755 | 0 | 52.79
7701 | 0.18318 | 0 | 48.47
7702 | 0.18224 | 0 | 47.62
7703 | 0.14678 | 0 | 43.43
7704 | 0.12756 | 0 | 43.28
7705 | 0.12299 | 0 | 40.74
7706 | 0.12074 | 0 | 39.69
7707 | 0.14102 | 0 | 36.89
7708 | 0.16665 | 0 | 35.68
7709 | 0.15871 | 0 | 39
7710 | 0.18602 | 0 | 49.84
7711 | 0.16665 | 0 | 63.99
7712 | 0.13301 | 0 | 64.93
7713 | 0.11778 | 0.0054 | 64.14
7714 | 0.09691 | 0.14082 | 61.3
7715 | 0.09047 | 0.2638 | 58.16
7716 | 0.05233 | 0.36617 | 57.27
7717 | 0.02942 | 0.41793 | 56.95
7718 | 0.01281 | 0.36241 | 59.06
7719 | 0.01222 | 0.3024 | 57.96
7720 | 0.01867 | 0.23212 | 59.58
7721 | 0.02748 | 0.10588 | 72.98
7722 | 0.02876 | 0.00447 | 85
7723 | 0.03042 | 0 | 73.59
7724 | 0.03498 | 0 | 62.55
7725 | 0.04274 | 0 | 59.15
7726 | 0.0376 | 0 | 54.54
7727 | 0.06202 | 0 | 53.79
7728 | 0.11056 | 0 | 51.52
7729 | 0.13459 | 0 | 48.26
7730 | 0.15439 | 0 | 45.91
7731 | 0.16665 | 0 | 44.03
7732 | 0.19273 | 0 | 43.73
7733 | 0.18984 | 0 | 45.45
7734 | 0.1813 | 0 | 56.12
7735 | 0.21462 | 0 | 74.84
7736 | 0.25071 | 0 | 76.4
7737 | 0.29964 | 0.00446 | 75.15
7738 | 0.3572 | 0.04996 | 72.4
7739 | 0.49112 | 0.10432 | 71.54
7740 | 0.51509 | 0.14722 | 66.83
7741 | 0.573 | 0.17862 | 67.2
7742 | 0.60815 | 0.16111 | 67
7743 | 0.57402 | 0.12737 | 65.23
7744 | 0.56994 | 0.08424 | 70.43
7745 | 0.60344 | 0.0534 | 80.1
7746 | 0.66233 | 0.00445 | 99.1
7747 | 0.7178 | 0 | 75.49
7748 | 0.77506 | 0 | 64.85
7749 | 0.79448 | 0 | 61.6
7750 | 0.78757 | 0 | 59.63
7751 | 0.80226 | 0 | 58.07
7752 | 0.81288 | 0 | 56.94
7753 | 0.81497 | 0 | 48.38
7754 | 0.81217 | 0 | 45.71
7755 | 0.81265 | 0 | 44.32
7756 | 0.79937 | 0 | 42.4
7757 | 0.77584 | 0 | 45.32
7758 | 0.75145 | 0 | 55.52
7759 | 0.74348 | 0 | 64.63
7760 | 0.74802 | 0 | 79.26
7761 | 0.74037 | 0.00358 | 70
7762 | 0.73825 | 0.0504 | 63.63
7763 | 0.73718 | 0.09689 | 63
7764 | 0.71351 | 0.25279 | 62.22
7765 | 0.69935 | 0.22377 | 61.42
7766 | 0.69599 | 0.19981 | 59.82
7767 | 0.68555 | 0.15406 | 60.69
7768 | 0.65997 | 0.10072 | 64.34
7769 | 0.64947 | 0.06407 | 71.05
7770 | 0.66155 | 0.00445 | 70.34
7771 | 0.72374 | 0 | 73
7772 | 0.73228 | 0 | 61.78
7773 | 0.70332 | 0 | 54.67
7774 | 0.67534 | 0 | 54.91
7775 | 0.56479 | 0 | 51.49
7776 | 0.50603 | 0 | 47.88
7777 | 0.47477 | 0 | 44.14
7778 | 0.42563 | 0 | 42.68
7779 | 0.4232 | 0 | 41.5
7780 | 0.4888 | 0 | 41
7781 | 0.56994 | 0 | 43.53
7782 | 0.55011 | 0 | 51.17
7783 | 0.4665 | 0 | 61.87
7784 | 0.44379 | 0 | 70.32
7785 | 0.41589 | 0.00447 | 66.96
7786 | 0.38777 | 0.06952 | 64.38
7787 | 0.41101 | 0.13612 | 63.69
7788 | 0.4888 | 0.1846 | 60.56
7789 | 0.60628 | 0.23949 | 59.82
7790 | 0.52068 | 0.23156 | 59.09
7791 | 0.46887 | 0.16844 | 59.64
7792 | 0.55646 | 0.15103 | 61.69
7793 | 0.61371 | 0.09198 | 63.82
7794 | 0.61464 | 0.00358 | 67.22
7795 | 0.60344 | 0 | 64.62
7796 | 0.6639 | 0 | 61.09
7797 | 0.72549 | 0 | 53.05
7798 | 0.74999 | 0 | 52.01
7799 | 0.65598 | 0 | 48
7800 | 0.67385 | 0 | 48.64
7801 | 0.71164 | 0 | 42.79
7802 | 0.72199 | 0 | 39.1
7803 | 0.75432 | 0 | 38.17
7804 | 0.75526 | 0 | 35.88
7805 | 0.7643 | 0 | 38.27
7806 | 0.73825 | 0 | 47.59
7807 | 0.70462 | 0 | 54
7808 | 0.69667 | 0 | 54.44
7809 | 0.72948 | 0.00358 | 54
7810 | 0.80871 | 0.048 | 54.08
7811 | 0.83628 | 0.0867 | 52.87
7812 | 0.83895 | 0.15765 | 51.8
7813 | 0.83408 | 0.12513 | 51.08
7814 | 0.84137 | 0.07208 | 49.03
7815 | 0.83476 | 0.02852 | 49.5
7816 | 0.84146 | 0.01693 | 49.04
7817 | 0.81971 | 0.01336 | 51.91
7818 | 0.74752 | 0.00089 | 51.38
7819 | 0.66312 | 0 | 50.8
7820 | 0.50033 | 0 | 48.39
7821 | 0.26291 | 0 | 42.58
7822 | 0.20452 | 0 | 44.22
7823 | 0.01557 | 0 | 41.24
7824 | 0.02129 | 0 | 35.47
7825 | 0.05325 | 0 | 30.79
7826 | 0.1813 | 0 | 29.07
7827 | 0.32694 | 0 | 27.17
7828 | 0.29964 | 0 | 25.16
7829 | 0.28798 | 0 | 25.39
7830 | 0.19467 | 0 | 29.11
7831 | 0.06722 | 0 | 36.4
7832 | 0.15958 | 0 | 37.72
7833 | 0.33658 | 0.00268 | 45.3
7834 | 0.55751 | 0.03716 | 45
7835 | 0.81762 | 0.07213 | 45.3
7836 | 0.84117 | 0.08092 | 46.3
7837 | 0.8413 | 0.10333 | 44.13
7838 | 0.83501 | 0.20495 | 40
7839 | 0.82131 | 0.22028 | 40.66
7840 | 0.81992 | 0.16058 | 45.23
7841 | 0.81145 | 0.08421 | 51.87
7842 | 0.7643 | 0.00268 | 52.12
7843 | 0.6731 | 0 | 52.9
7844 | 0.58107 | 0 | 50.44
7845 | 0.49112 | 0 | 48.9
7846 | 0.52291 | 0 | 47.15
7847 | 0.23767 | 0 | 44.49
7848 | 0.21565 | 0 | 42.65
7849 | 0.22183 | 0 | 40
7850 | 0.2136 | 0 | 35.29
7851 | 0.35112 | 0 | 31.95
7852 | 0.43534 | 0 | 30
7853 | 0.51283 | 0 | 30.1
7854 | 0.58306 | 0 | 32.77
7855 | 0.63771 | 0 | 35.31
7856 | 0.60344 | 0 | 35.54
7857 | 0.47829 | 0.00268 | 39.49
7858 | 0.28106 | 0.05064 | 44.12
7859 | 0.22601 | 0.12765 | 44.49
7860 | 0.28567 | 0.12615 | 45.32
7861 | 0.29146 | 0.15051 | 42.01
7862 | 0.24198 | 0.19204 | 40.05
7863 | 0.30199 | 0.18206 | 41.68
7864 | 0.44138 | 0.18845 | 45.01
7865 | 0.65758 | 0.06755 | 50
7866 | 0.75987 | 0.00267 | 51.77
7867 | 0.80112 | 0 | 51.8
7868 | 0.83843 | 0 | 49.96
7869 | 0.83921 | 0 | 45.7
7870 | 0.81363 | 0 | 44.64
7871 | 0.83688 | 0 | 39.8
7872 | 0.8414 | 0 | 38.19
7873 | 0.83751 | 0 | 36.3
7874 | 0.81145 | 0 | 36.02
7875 | 0.74089 | 0 | 35.4
7876 | 0.72491 | 0 | 35.38
7877 | 0.71102 | 0 | 37.84
7878 | 0.67235 | 0 | 50
7879 | 0.60815 | 0 | 60.42
7880 | 0.65917 | 0 | 58.37
7881 | 0.70069 | 0.00178 | 58.42
7882 | 0.68838 | 0.05531 | 57.3
7883 | 0.64699 | 0.13175 | 58.26
7884 | 0.65598 | 0.21795 | 58.77
7885 | 0.60908 | 0.23096 | 58.6
7886 | 0.56273 | 0.25613 | 57.05
7887 | 0.56892 | 0.19844 | 59.23
7888 | 0.61187 | 0.1344 | 58.4
7889 | 0.67757 | 0.06848 | 63.45
7890 | 0.68483 | 0.00267 | 59.36
7891 | 0.58801 | 0 | 58.07
7892 | 0.54262 | 0 | 53.93
7893 | 0.59964 | 0 | 50.17
7894 | 0.64027 | 0 | 47.3
7895 | 0.6006 | 0 | 43.49
7896 | 0.66312 | 0 | 39.07
7897 | 0.7208 | 0 | 38.43
7898 | 0.77105 | 0 | 36.2
7899 | 0.80112 | 0 | 35.91
7900 | 0.83949 | 0 | 35.98
7901 | 0.82906 | 0 | 38.01
7902 | 0.82436 | 0 | 45.21
7903 | 0.83935 | 0 | 53.52
7904 | 0.8398 | 0 | 54.79
7905 | 0.83408 | 0.00177 | 54.58
7906 | 0.83743 | 0.07019 | 54.79
7907 | 0.84072 | 0.14619 | 54.05
7908 | 0.84137 | 0.20894 | 52.91
7909 | 0.84112 | 0.21056 | 52.59
7910 | 0.84101 | 0.24614 | 52.99
7911 | 0.83986 | 0.13177 | 52.34
7912 | 0.83545 | 0.09418 | 52.43
7913 | 0.8031 | 0.04272 | 54.55
7914 | 0.82247 | 0.00178 | 54.52
7915 | 0.82855 | 0 | 52.9
7916 | 0.83658 | 0 | 47.51
7917 | 0.83007 | 0 | 43.53
7918 | 0.83566 | 0 | 42.28
7919 | 0.84126 | 0 | 37.74
7920 | 0.83913 | 0 | 36.2
7921 | 0.8398 | 0 | 35.32
7922 | 0.84038 | 0 | 32.84
7923 | 0.83384 | 0 | 30.23
7924 | 0.82643 | 0 | 31.65
7925 | 0.84038 | 0 | 34.8
7926 | 0.84109 | 0 | 41.94
7927 | 0.81982 | 0 | 50.68
7928 | 0.77619 | 0 | 50.54
7929 | 0.72506 | 0.00178 | 48.56
7930 | 0.72831 | 0.06262 | 45.33
7931 | 0.80876 | 0.16068 | 44.4
7932 | 0.81885 | 0.20895 | 44.12
7933 | 0.82641 | 0.26696 | 43.87
7934 | 0.83611 | 0.22976 | 43.67
7935 | 0.83815 | 0.19059 | 43.9
7936 | 0.84103 | 0.16998 | 44.4
7937 | 0.84008 | 0.07834 | 47.1
7938 | 0.83859 | 0.00267 | 49.99
7939 | 0.83512 | 0 | 50.18
7940 | 0.82963 | 0 | 46.01
7941 | 0.83384 | 0 | 41.12
7942 | 0.83512 | 0 | 41.5
7943 | 0.83432 | 0 | 36.99
7944 | 0.8266 | 0 | 31.73
7945 | 0.82415 | 0 | 27.71
7946 | 0.83827 | 0 | 19.39
7947 | 0.84145 | 0 | 12.56
7948 | 0.83949 | 0 | 16.87
7949 | 0.83827 | 0 | 26.45
7950 | 0.8308 | 0 | 35.92
7951 | 0.83455 | 0 | 44.25
7952 | 0.83769 | 0 | 46.51
7953 | 0.8376 | 0.00179 | 46.72
7954 | 0.83902 | 0.07661 | 45.09
7955 | 0.81336 | 0.10266 | 44.21
7956 | 0.81336 | 0.20669 | 43.99
7957 | 0.80024 | 0.20424 | 44.21
7958 | 0.79126 | 0.16108 | 43.21
7959 | 0.78078 | 0.15329 | 43.8
7960 | 0.80871 | 0.11825 | 44.8
7961 | 0.80083 | 0.04258 | 50.87
7962 | 0.76603 | 0.00268 | 54
7963 | 0.70976 | 0 | 55.37
7964 | 0.64865 | 0 | 51.9
7965 | 0.61464 | 0 | 46.76
7966 | 0.61647 | 0 | 45.03
7967 | 0.59772 | 0 | 43.8
7968 | 0.65917 | 0 | 40.12
7969 | 0.68768 | 0 | 36.3
7970 | 0.69187 | 0 | 33.17
7971 | 0.67683 | 0 | 29.83
7972 | 0.65517 | 0 | 33.5
7973 | 0.6731 | 0 | 38.7
7974 | 0.6334 | 0 | 46.31
7975 | 0.58996 | 0 | 52.19
7976 | 0.50717 | 0 | 53.01
7977 | 0.38409 | 0.00089 | 53.63
7978 | 0.29846 | 0.0881 | 52.64
7979 | 0.12603 | 0.21152 | 52.35
7980 | 0.09366 | 0.27539 | 50.53
7981 | 0.10023 | 0.29763 | 49.92
7982 | 0.09175 | 0.31485 | 50.17
7983 | 0.09431 | 0.27121 | 51.04
7984 | 0.09111 | 0.19487 | 52.14
7985 | 0.07662 | 0.07038 | 54.09
7986 | 0.03646 | 0.00178 | 56.53
7987 | 0.00888 | 0 | 56.13
7988 | 8e-05 | 0 | 53.05
7989 | 0.00019 | 0 | 49.27
7990 | 0.02296 | 0 | 48
7991 | 0.14761 | 0 | 45.15
7992 | 0.34869 | 0 | 43
7993 | 0.59289 | 0 | 38.05
7994 | 0.71164 | 0 | 36.22
7995 | 0.73557 | 0 | 35.39
7996 | 0.75384 | 0 | 35.39
7997 | 0.78371 | 0 | 36.03
7998 | 0.8152 | 0 | 36.56
7999 | 0.82947 | 0 | 40.39
8000 | 0.83555 | 0 | 42.29
8001 | 0.83545 | 0 | 45.35
8002 | 0.84064 | 0.01072 | 44
8003 | 0.84143 | 0.01162 | 42.7
8004 | 0.75987 | 0.00805 | 41.5
8005 | 0.1291 | 0.04319 | 40.77
8006 | 0.07662 | 0.16931 | 41.14
8007 | 0.02075 | 0.18713 | 43.02
8008 | 0.01649 | 0.14292 | 46.04
8009 | 0.04233 | 0.0856 | 52.9
8010 | 0.02623 | 0.00178 | 53.1
8011 | 0.00904 | 0 | 50.01
8012 | 0.00384 | 0 | 47.35
8013 | 0.0017 | 0 | 42.42
8014 | 5e-05 | 0 | 41.94
8015 | 0.03684 | 0 | 40.13
8016 | 0.05513 | 0 | 38.55
8017 | 0.14347 | 0 | 37.07
8018 | 0.43534 | 0 | 36.26
8019 | 0.57906 | 0 | 35.93
8020 | 0.52624 | 0 | 35.86
8021 | 0.4522 | 0 | 35.92
8022 | 0.43291 | 0 | 36.13
8023 | 0.50033 | 0 | 37.04
8024 | 0.54584 | 0 | 38.74
8025 | 0.6246 | 0.0009 | 42.12
8026 | 0.67904 | 0.03173 | 44.77
8027 | 0.66623 | 0.11869 | 48
8028 | 0.7208 | 0.20276 | 48.15
8029 | 0.77739 | 0.15964 | 45.76
8030 | 0.80768 | 0.18091 | 44.7
8031 | 0.82112 | 0.21097 | 44.98
8032 | 0.82304 | 0.15541 | 47.79
8033 | 0.81762 | 0.09266 | 50.45
8034 | 0.81783 | 0.0018 | 52.4
8035 | 0.82052 | 0 | 51.13
8036 | 0.81336 | 0 | 50
8037 | 0.80794 | 0 | 44.65
8038 | 0.79635 | 0 | 46.13
8039 | 0.80794 | 0 | 42.68
8040 | 0.77816 | 0 | 42.7
8041 | 0.75384 | 0 | 37.22
8042 | 0.73984 | 0 | 35.4
8043 | 0.74552 | 0 | 34.46
8044 | 0.72892 | 0 | 35.4
8045 | 0.71102 | 0 | 36.3
8046 | 0.66076 | 0 | 44.88
8047 | 0.67235 | 0 | 56.77
8048 | 0.62637 | 0 | 60.01
8049 | 0.61002 | 0.0009 | 60.51
8050 | 0.67683 | 0.0924 | 59.38
8051 | 0.59964 | 0.2214 | 56.12
8052 | 0.51057 | 0.31878 | 53.45
8053 | 0.53503 | 0.35473 | 52.14
8054 | 0.44379 | 0.32776 | 51.66
8055 | 0.36819 | 0.28155 | 53.09
8056 | 0.40613 | 0.18693 | 57.43
8057 | 0.46769 | 0.07311 | 67.64
8058 | 0.47005 | 0.0018 | 65.78
8059 | 0.4534 | 0 | 62.62
8060 | 0.43534 | 0 | 55.66
8061 | 0.41833 | 0 | 49.33
8062 | 0.37675 | 0 | 49.77
8063 | 0.39634 | 0 | 45.82
8064 | 0.38042 | 0 | 44.87
8065 | 0.37552 | 0 | 41.68
8066 | 0.32215 | 0 | 40.45
8067 | 0.31738 | 0 | 38.75
8068 | 0.35233 | 0 | 39.55
8069 | 0.33416 | 0 | 43.11
8070 | 0.28567 | 0 | 55.07
8071 | 0.28798 | 0 | 67.28
8072 | 0.30788 | 0 | 76.47
8073 | 0.32455 | 0.00091 | 71.5
8074 | 0.3633 | 0.07718 | 68.72
8075 | 0.41101 | 0.20477 | 63.08
8076 | 0.4486 | 0.30238 | 59.09
8077 | 0.4474 | 0.32396 | 56.25
8078 | 0.41345 | 0.34616 | 57.03
8079 | 0.40735 | 0.27639 | 58
8080 | 0.42563 | 0.17421 | 60
8081 | 0.4534 | 0.0884 | 70.5
8082 | 0.52734 | 0.00181 | 75.87
8083 | 0.61556 | 0 | 73.38
8084 | 0.6639 | 0 | 63.05
8085 | 0.68123 | 0 | 58.24
8086 | 0.64947 | 0 | 55.96
8087 | 0.61002 | 0 | 50.38
8088 | 0.48647 | 0 | 48.1
8089 | 0.38654 | 0 | 45.4
8090 | 0.32095 | 0 | 44.21
8091 | 0.23554 | 0 | 42.02
8092 | 0.15784 | 0 | 41.01
8093 | 0.13066 | 0 | 44.94
8094 | 0.09366 | 0 | 55.52
8095 | 0.07835 | 0 | 67.8
8096 | 0.07266 | 0 | 86.55
8097 | 0.07045 | 0.00091 | 75
8098 | 0.06937 | 0.04782 | 62.12
8099 | 0.05419 | 0.08962 | 61.56
8100 | 0.06616 | 0.18549 | 66.1
8101 | 0.06937 | 0.21608 | 56.63
8102 | 0.06202 | 0.24343 | 56.98
8103 | 0.05279 | 0.23891 | 58.3
8104 | 0.03572 | 0.17198 | 62.69
8105 | 0.02909 | 0.08074 | 75.15
8106 | 0.04233 | 0.00182 | 81.8
8107 | 0.07893 | 0 | 78.08
8108 | 0.10361 | 0 | 64.68
8109 | 0.09824 | 0 | 54.11
8110 | 0.09496 | 0 | 52.35
8111 | 0.10567 | 0 | 48.71
8112 | 0.10636 | 0 | 50
8113 | 0.13778 | 0 | 45.56
8114 | 0.20954 | 0 | 42.74
8115 | 0.24633 | 0 | 39.54
8116 | 0.13698 | 0 | 38.72
8117 | 0.03722 | 0 | 43.11
8118 | 0.01649 | 0 | 53
8119 | 0.01404 | 0 | 69.97
8120 | 0.00986 | 0 | 88.32
8121 | 0.01321 | 0.00091 | 67.45
8122 | 0.01321 | 0.05543 | 62.03
8123 | 0.00753 | 0.16581 | 60.57
8124 | 0.00341 | 0.23506 | 58.7
8125 | 0.00072 | 0.32602 | 58
8126 | 0.00042 | 0.32973 | 57.92
8127 | 0.00196 | 0.29048 | 58.74
8128 | 0.00333 | 0.18904 | 60.4
8129 | 0.00841 | 0.08005 | 71.71
8130 | 0.03646 | 0.00179 | 79.59
8131 | 0.08369 | 0 | 68.89
8132 | 0.14429 | 0 | 58.3
8133 | 0.24633 | 0 | 53.05
8134 | 0.34383 | 0 | 51.71
8135 | 0.44258 | 0 | 50
8136 | 0.38777 | 0 | 47.32
8137 | 0.51283 | 0 | 44.11
8138 | 0.63253 | 0 | 42.79
8139 | 0.65917 | 0 | 41.76
8140 | 0.66233 | 0 | 40.62
8141 | 0.70332 | 0 | 41.79
8142 | 0.74348 | 0 | 46.94
8143 | 0.77466 | 0 | 53.38
8144 | 0.79696 | 0 | 55.99
8145 | 0.79995 | 0 | 56.16
8146 | 0.82451 | 0.01783 | 54.44
8147 | 0.83284 | 0.05782 | 53.12
8148 | 0.83668 | 0.08457 | 50.99
8149 | 0.84115 | 0.09609 | 48.31
8150 | 0.83962 | 0.08731 | 46.56
8151 | 0.83267 | 0.04268 | 44
8152 | 0.83622 | 0.02933 | 44.98
8153 | 0.83372 | 0.01777 | 51.39
8154 | 0.80024 | 0.00089 | 54.6
8155 | 0.77307 | 0 | 54.49
8156 | 0.75097 | 0 | 52.75
8157 | 0.72491 | 0 | 47.96
8158 | 0.68908 | 0 | 48.79
8159 | 0.72316 | 0 | 47.54
8160 | 0.6783 | 0 | 46.82
8161 | 0.59094 | 0 | 45.86
8162 | 0.48064 | 0 | 43.04
8163 | 0.4049 | 0 | 38.81
8164 | 0.34869 | 0 | 37.24
8165 | 0.30552 | 0 | 38.73
8166 | 0.27193 | 0 | 43.68
8167 | 0.20452 | 0 | 47.44
8168 | 0.15697 | 0 | 48.54
8169 | 0.12679 | 0 | 50.21
8170 | 0.08188 | 0.03948 | 50.39
8171 | 0.02296 | 0.09986 | 49.71
8172 | 0.03609 | 0.20463 | 49.51
8173 | 0.04783 | 0.21238 | 48.23
8174 | 0.06883 | 0.24754 | 47.08
8175 | 0.08797 | 0.23144 | 44.69
8176 | 0.13459 | 0.18426 | 45.04
8177 | 0.20452 | 0.07564 | 48.8
8178 | 0.28567 | 0.00178 | 51.76
8179 | 0.39389 | 0 | 50.23
8180 | 0.50831 | 0 | 48.17
8181 | 0.60533 | 0 | 40.89
8182 | 0.71039 | 0 | 39.07
8183 | 0.75526 | 0 | 43.5
8184 | 0.77387 | 0 | 39.03
8185 | 0.78618 | 0 | 35.46
8186 | 0.82855 | 0 | 33.43
8187 | 0.83687 | 0 | 13.59
8188 | 0.84028 | 0 | 15.01
8189 | 0.84138 | 0 | 13.05
8190 | 0.84141 | 0 | 13.67
8191 | 0.83811 | 0 | 12.63
8192 | 0.82469 | 0 | 18.15
8193 | 0.81992 | 0 | 30.09
8194 | 0.80637 | 0.02383 | 36.53
8195 | 0.7643 | 0.07489 | 37.17
8196 | 0.79937 | 0.1717 | 39.49
8197 | 0.82323 | 0.17341 | 37.07
8198 | 0.82727 | 0.18563 | 32.4
8199 | 0.84101 | 0.19494 | 29.78
8200 | 0.80906 | 0.11415 | 28.69
8201 | 0.77014 | 0.05029 | 38.61
8202 | 0.70363 | 0.00179 | 46.74
8203 | 0.72121 | 0 | 46.11
8204 | 0.8057 | 0 | 44.36
8205 | 0.75539 | 0 | 38.59
8206 | 0.77277 | 0 | 40.83
8207 | 0.77449 | 0 | 36.42
8208 | 0.75346 | 0 | 23.33
8209 | 0.68764 | 0 | 19.08
8210 | 0.60436 | 0 | 14.28
8211 | 0.58023 | 0 | 4.18
8212 | 0.68704 | 0 | 0.42
8213 | 0.6579 | 0 | 5.82
8214 | 0.61632 | 0 | 33.6
8215 | 0.58023 | 0 | 43.48
8216 | 0.58762 | 0 | 45.44
8217 | 0.66359 | 0 | 46.25
8218 | 0.72177 | 0.08037 | 45.64
8219 | 0.80084 | 0.18357 | 44.51
8220 | 0.82101 | 0.26975 | 43.06
8221 | 0.83207 | 0.26957 | 43.07
8222 | 0.84082 | 0.30976 | 41.58
8223 | 0.84087 | 0.23682 | 41.2
8224 | 0.82575 | 0.16688 | 43.56
8225 | 0.77267 | 0.08304 | 46.94
8226 | 0.67609 | 0.00089 | 52.17
8227 | 0.49112 | 0 | 52.06
8228 | 0.34869 | 0 | 50.17
8229 | 0.25071 | 0 | 48.35
8230 | 0.12 | 0 | 47.27
8231 | 0.01281 | 0 | 43.73
8232 | 0.00645 | 0 | 42.67
8233 | 0.05005 | 0 | 39.5
8234 | 0.1043 | 0 | 37
8235 | 0.23554 | 0 | 35.41
8236 | 0.42685 | 0 | 35.45
8237 | 0.54262 | 0 | 36.31
8238 | 0.61829 | 0 | 46.11
8239 | 0.71351 | 0 | 53.1
8240 | 0.77466 | 0 | 56.38
8241 | 0.79511 | 0 | 54.93
8242 | 0.81587 | 0.01552 | 51
8243 | 0.82759 | 0.0611 | 49.9
8244 | 0.83618 | 0.05917 | 47.34
8245 | 0.84115 | 0.05911 | 46.99
8246 | 0.83719 | 0.04093 | 46.94
8247 | 0.84114 | 0.06227 | 46.55
8248 | 0.84052 | 0.06003 | 46.67
8249 | 0.83962 | 0.01867 | 51.93
8250 | 0.84017 | 0.00089 | 53.48
8251 | 0.83913 | 0 | 53.15
8252 | 0.83866 | 0 | 50.02
8253 | 0.83988 | 0 | 41.07
8254 | 0.74193 | 0 | 39.38
8255 | 0.77227 | 0 | 35.26
8256 | 0.61464 | 0 | 32
8257 | 0.44138 | 0 | 36.45
8258 | 0.51396 | 0 | 34.09
8259 | 0.4888 | 0 | 31.95
8260 | 0.48064 | 0 | 31.98
8261 | 0.55224 | 0 | 36
8262 | 0.65111 | 0 | 41.11
8263 | 0.73931 | 0 | 53.93
8264 | 0.7495 | 0 | 54.5
8265 | 0.79126 | 0 | 54.01
8266 | 0.83786 | 0.05411 | 53.79
8267 | 0.81241 | 0.12183 | 51.9
8268 | 0.82839 | 0.20236 | 52
8269 | 0.84126 | 0.2099 | 51.82
8270 | 0.8412 | 0.1914 | 51.29
8271 | 0.83311 | 0.19944 | 51.79
8272 | 0.79846 | 0.16857 | 52.86
8273 | 0.80117 | 0.07533 | 60.23
8274 | 0.82796 | 0.00181 | 56.36
8275 | 0.83832 | 0 | 53.84
8276 | 0.83942 | 0 | 50.05
8277 | 0.84141 | 0 | 45
8278 | 0.83743 | 0 | 42.24
8279 | 0.83218 | 0 | 37.63
8280 | 0.81951 | 0 | 37
8281 | 0.79907 | 0 | 35.83
8282 | 0.75987 | 0 | 35.02
8283 | 0.7585 | 0 | 34.65
8284 | 0.78513 | 0 | 35.18
8285 | 0.80742 | 0 | 36.98
8286 | 0.82151 | 0 | 49
8287 | 0.84138 | 0 | 57.64
8288 | 0.84096 | 0 | 61.6
8289 | 0.84022 | 0 | 60.1
8290 | 0.83144 | 0.01429 | 54.39
8291 | 0.80935 | 0.02229 | 50.04
8292 | 0.81734 | 0.01694 | 49.14
8293 | 0.76338 | 0.01426 | 47.01
8294 | 0.74604 | 0.05103 | 47.29
8295 | 0.81363 | 0.20186 | 48.88
8296 | 0.83369 | 0.18567 | 47.76
8297 | 0.83355 | 0.05152 | 52.15
8298 | 0.83787 | 0.00178 | 48.25
8299 | 0.83622 | 0 | 44.59
8300 | 0.80601 | 0 | 41.78
8301 | 0.72939 | 0 | 37.25
8302 | 0.63473 | 0 | 36.71
8303 | 0.72287 | 0 | 35.87
8304 | 0.7389 | 0 | 31.61
8305 | 0.53378 | 0 | 28.81
8306 | 0.64639 | 0 | 26.95
8307 | 0.70537 | 0 | 15.88
8308 | 0.63798 | 0 | 17.11
8309 | 0.70595 | 0 | 26.32
8310 | 0.65217 | 0 | 32.83
8311 | 0.61698 | 0 | 39.77
8312 | 0.60502 | 0 | 45
8313 | 0.62556 | 0 | 43.9
8314 | 0.69065 | 0.04256 | 40.82
8315 | 0.69065 | 0.07578 | 41.48
8316 | 0.76476 | 0.17248 | 42.97
8317 | 0.76792 | 0.1622 | 37.19
8318 | 0.82602 | 0.19236 | 35.35
8319 | 0.83943 | 0.12406 | 33.74
8320 | 0.80083 | 0.0335 | 35.09
8321 | 0.82791 | 0.00801 | 49.05
8322 | 0.81605 | 0.00089 | 46.65
8323 | 0.50179 | 0 | 43.05
8324 | 0.50709 | 0 | 38.58
8325 | 0.55126 | 0 | 36.51
8326 | 0.48537 | 0 | 35.04
8327 | 0.53982 | 0 | 33.96
8328 | 0.62556 | 0 | 34.39
8329 | 0.6966 | 0 | 29.92
8330 | 0.73419 | 0 | 28.47
8331 | 0.75587 | 0 | 25.5
8332 | 0.80965 | 0 | 21.92
8333 | 0.83424 | 0 | 19.64
8334 | 0.84143 | 0 | 21.08
8335 | 0.83787 | 0 | 26.46
8336 | 0.77492 | 0 | 31.97
8337 | 0.76521 | 0 | 32.13
8338 | 0.80663 | 0.05516 | 30.75
8339 | 0.84042 | 0.11759 | 29.94
8340 | 0.7896 | 0.19951 | 29.32
8341 | 0.69868 | 0.26783 | 27
8342 | 0.66155 | 0.30218 | 26.75
8343 | 0.55855 | 0.24205 | 27.95
8344 | 0.56583 | 0.11712 | 28.1
8345 | 0.69394 | 0.02262 | 34.87
8346 | 0.8342 | 0.00089 | 36.99
8347 | 0.82886 | 0 | 36.99
8348 | 0.84107 | 0 | 32.48
8349 | 0.83873 | 0 | 29.94
8350 | 0.73419 | 0 | 29.79
8351 | 0.71168 | 0 | 29.6
8352 | 0.6966 | 0 | 26.2
8353 | 0.7898 | 0 | 20
8354 | 0.83382 | 0 | 10.93
8355 | 0.83769 | 0 | 7.56
8356 | 0.8112 | 0 | 5.41
8357 | 0.82504 | 0 | 5.84
8358 | 0.81889 | 0 | 7.57
8359 | 0.79126 | 0 | 11.31
8360 | 0.77307 | 0 | 15.97
8361 | 0.78477 | 0 | 23.68
8362 | 0.78757 | 0.04273 | 28.03
8363 | 0.74652 | 0.10798 | 28
8364 | 0.78893 | 0.19955 | 30.1
8365 | 0.76645 | 0.16794 | 30
8366 | 0.73878 | 0.20196 | 29.19
8367 | 0.75432 | 0.22123 | 28
8368 | 0.7694 | 0.1452 | 30.71
8369 | 0.77506 | 0.07287 | 36.63
8370 | 0.78078 | 0.00089 | 42.88
8371 | 0.79937 | 0 | 43.96
8372 | 0.8112 | 0 | 38.17
8373 | 0.81587 | 0 | 31.4
8374 | 0.82415 | 0 | 33.11
8375 | 0.82522 | 0 | 35.1
8376 | 0.80338 | 0 | 39.53
8377 | 0.76645 | 0 | 33.68
8378 | 0.72892 | 0 | 30.91
8379 | 0.69394 | 0 | 29.49
8380 | 0.60721 | 0 | 29.19
8381 | 0.54154 | 0 | 31.88
8382 | 0.43775 | 0 | 39.27
8383 | 0.30788 | 0 | 50.28
8384 | 0.20253 | 0 | 47.45
8385 | 0.13698 | 0 | 50.36
8386 | 0.07778 | 0.02324 | 50.98
8387 | 0.01038 | 0.0357 | 49
8388 | 0.00196 | 0.07259 | 44.61
8389 | 0.00019 | 0.11133 | 45.28
8390 | 0.02048 | 0.05668 | 46.54
8391 | 0.0605 | 0.0621 | 47.74
8392 | 0.08429 | 0.04887 | 50.02
8393 | 0.12526 | 0.01524 | 52.01
8394 | 0.28914 | 0.0009 | 51.96
8395 | 0.31499 | 0 | 49.42
8396 | 0.26067 | 0 | 44.97
8397 | 0.39267 | 0 | 40.56
8398 | 0.33416 | 0 | 38.26
8399 | 0.33899 | 0 | 36
8400 | 0.24742 | 0 | 32.71
8401 | 0.20253 | 0 | 31.9
8402 | 0.21565 | 0 | 30.5
8403 | 0.12074 | 0 | 29.19
8404 | 0.14678 | 0 | 29.4
8405 | 0.1908 | 0 | 31.25
8406 | 0.15958 | 0 | 35.74
8407 | 0.11487 | 0 | 44.92
8408 | 0.08735 | 0 | 49.5
8409 | 0.06511 | 0 | 48
8410 | 0.05005 | 0.02579 | 48.5
8411 | 0.06304 | 0.08927 | 48.06
8412 | 0.13221 | 0.1758 | 47.01
8413 | 0.20853 | 0.2676 | 46.6
8414 | 0.39389 | 0.2436 | 45.23
8415 | 0.48531 | 0.18973 | 44.85
8416 | 0.55117 | 0.16619 | 46
8417 | 0.58702 | 0.07252 | 49.35
8418 | 0.6246 | 0.0009 | 56.27
8419 | 0.61371 | 0 | 55.1
8420 | 0.5596 | 0 | 49.43
8421 | 0.54154 | 0 | 41.55
8422 | 0.55011 | 0 | 43.49
8423 | 0.54477 | 0 | 39.5
8424 | 0.57096 | 0 | 37.01
8425 | 0.56789 | 0 | 32.69
8426 | 0.61647 | 0 | 29.67
8427 | 0.64947 | 0 | 26.5
8428 | 0.68626 | 0 | 28.39
8429 | 0.72491 | 0 | 30.3
8430 | 0.76898 | 0 | 36.59
8431 | 0.81241 | 0 | 48.98
8432 | 0.82791 | 0 | 51.4
8433 | 0.83859 | 0 | 50.8
8434 | 0.84137 | 0.022 | 49.69
8435 | 0.83667 | 0.07452 | 48.37
8436 | 0.83956 | 0.12739 | 46.63
8437 | 0.841 | 0.08227 | 46.79
8438 | 0.84112 | 0.08529 | 47.84
8439 | 0.83935 | 0.06753 | 46.05
8440 | 0.83062 | 0.07393 | 46.29
8441 | 0.82641 | 0.02045 | 54.19
8442 | 0.83921 | 0.00089 | 51
8443 | 0.84093 | 0 | 46.3
8444 | 0.84142 | 0 | 43.85
8445 | 0.84144 | 0 | 39.15
8446 | 0.84023 | 0 | 35.9
8447 | 0.83851 | 0 | 31.87
8448 | 0.83906 | 0 | 15
8449 | 0.83981 | 0 | 8.66
8450 | 0.84112 | 0 | 6.41
8451 | 0.83322 | 0 | 4.28
8452 | 0.82759 | 0 | 2.27
8453 | 0.83051 | 0 | 6.73
8454 | 0.82433 | 0 | 29.87
8455 | 0.8152 | 0 | 40
8456 | 0.82052 | 0 | 42.95
8457 | 0.83909 | 0 | 39.62
8458 | 0.84146 | 0.00621 | 37.78
8459 | 0.82775 | 0.00977 | 37.69
8460 | 0.79949 | 0.07804 | 36.87
8461 | 0.62161 | 0.10432 | 36.92
8462 | 0.69244 | 0.11915 | 35.33
8463 | 0.8128 | 0.18535 | 29.94
8464 | 0.83527 | 0.0985 | 27.88
8465 | 0.8345 | 0.05567 | 40.31
8466 | 0.83051 | 0.00178 | 39.91
8467 | 0.81359 | 0 | 38.97
8468 | 0.77105 | 0 | 35.67
8469 | 0.68196 | 0 | 30
8470 | 0.72722 | 0 | 26.21
8471 | 0.70069 | 0 | 27.22
8472 | 0.61279 | 0 | 26.56
8473 | 0.6639 | 0 | 19.08
8474 | 0.60908 | 0 | 7.09
8475 | 0.63513 | 0 | 2.39
8476 | 0.72835 | 0 | 1.76
8477 | 0.82228 | 0 | 5.13
8478 | 0.8271 | 0 | 26.92
8479 | 0.83191 | 0 | 32.57
8480 | 0.8342 | 0 | 35.4
8481 | 0.84104 | 0 | 33.01
8482 | 0.83715 | 0.03114 | 30.67
8483 | 0.76645 | 0.13323 | 30.04
8484 | 0.78406 | 0.18467 | 28.17
8485 | 0.79542 | 0.2191 | 26.84
8486 | 0.80742 | 0.28679 | 27
8487 | 0.82052 | 0.28286 | 28.69
8488 | 0.80083 | 0.20434 | 33.51
8489 | 0.82072 | 0.06129 | 40.33
8490 | 0.81971 | 0.00179 | 37.8
8491 | 0.77427 | 0 | 37
8492 | 0.73393 | 0 | 34.01
8493 | 0.75526 | 0 | 27.99
8494 | 0.78226 | 0 | 28.37
8495 | 0.81169 | 0 | 27.73
8496 | 0.81542 | 0 | 18.11
8497 | 0.82947 | 0 | 13.99
8498 | 0.83334 | 0 | 10
8499 | 0.84084 | 0 | 9.15
8500 | 0.8414 | 0 | 7.82
8501 | 0.84134 | 0 | 12.83
8502 | 0.84146 | 0 | 21.36
8503 | 0.84023 | 0 | 27.48
8504 | 0.82677 | 0 | 29.57
8505 | 0.79126 | 0 | 29.31
8506 | 0.79877 | 0.02884 | 19.8
8507 | 0.83648 | 0.05127 | 21.01
8508 | 0.84128 | 0.07104 | 18.9
8509 | 0.79602 | 0.04374 | 17.51
8510 | 0.59165 | 0.03298 | 14.41
8511 | 0.50047 | 0.01519 | 13.37
8512 | 0.68643 | 0.10482 | 13.45
8513 | 0.61367 | 0.08479 | 23.55
8514 | 0.52173 | 0.00179 | 37.76
8515 | 0.51373 | 0 | 36.92
8516 | 0.62556 | 0 | 21.74
8517 | 0.75635 | 0 | 14.96
8518 | 0.76612 | 0 | 27.8
8519 | 0.74705 | 0 | 19.78
8520 | 0.43879 | 0 | 18.43
8521 | 0.32828 | 0 | 8.39
8522 | 0.48537 | 0 | 9
8523 | 0.62161 | 0 | 5.52
8524 | 0.65727 | 0 | 4.25
8525 | 0.74147 | 0 | 5.25
8526 | 0.72669 | 0 | 6.86
8527 | 0.74453 | 0 | 7.59
8528 | 0.78905 | 0 | 8.97
8529 | 0.80755 | 0 | 8.78
8530 | 0.81024 | 0.05608 | 9.58
8531 | 0.83267 | 0.15301 | 10.65
8532 | 0.84132 | 0.17858 | 20.17
8533 | 0.84145 | 0.23096 | 15.61
8534 | 0.83928 | 0.30629 | 13.76
8535 | 0.8272 | 0.28597 | 12.55
8536 | 0.82328 | 0.17652 | 8.3
8537 | 0.75101 | 0.08554 | 23.65
8538 | 0.74147 | 0.00179 | 34.16
8539 | 0.77492 | 0 | 37
8540 | 0.78198 | 0 | 16.02
8541 | 0.77277 | 0 | 11.28
8542 | 0.78118 | 0 | 16.56
8543 | 0.77787 | 0 | 18.67
8544 | 0.76014 | 0 | 8.51
8545 | 0.79915 | 0 | 5.1
8546 | 0.83815 | 0 | 2.3
8547 | 0.83252 | 0 | 1.02
8548 | 0.83437 | 0 | 1
8549 | 0.83949 | 0 | 2.3
8550 | 0.83832 | 0 | 22.84
8551 | 0.84104 | 0 | 30.6
8552 | 0.83384 | 0 | 35.84
8553 | 0.8217 | 0 | 37.18
8554 | 0.79511 | 0.03683 | 36.8
8555 | 0.71164 | 0.12924 | 34.92
8556 | 0.53284 | 0.19804 | 33.26
8557 | 0.26853 | 0.2316 | 31.55
8558 | 0.05803 | 0.14725 | 35.9
8559 | 0.09824 | 0.09643 | 37.42
8560 | 0.28682 | 0.05457 | 37.18
8561 | 0.55435 | 0.0116 | 40
8562 | 0.73718 | 0.00089 | 40.93
8563 | 0.80169 | 0 | 39.07
8564 | 0.74652 | 0 | 35.98
8565 | 0.84048 | 0 | 30.79
8566 | 0.80725 | 0 | 28.51
8567 | 0.83988 | 0 | 18.58
8568 | 0.83988 | 0 | 7
8569 | 0.83824 | 0 | 4.62
8570 | 0.83786 | 0 | 2.3
8571 | 0.82469 | 0 | 1.09
8572 | 0.80024 | 0 | -0.47
8573 | 0.79757 | 0 | 2.9
8574 | 0.77307 | 0 | 6.26
8575 | 0.76857 | 0 | 15.13
8576 | 0.77023 | 0 | 26.51
8577 | 0.78791 | 0 | 31.24
8578 | 0.81697 | 0.05481 | 30.72
8579 | 0.79818 | 0.16784 | 25.68
8580 | 0.80338 | 0.26097 | 27
8581 | 0.8217 | 0.31351 | 27.55
8582 | 0.82886 | 0.31467 | 27
8583 | 0.83022 | 0.28075 | 26.97
8584 | 0.83178 | 0.2293 | 27.72
8585 | 0.82963 | 0.10008 | 33.41
8586 | 0.82743 | 0.00267 | 36.51
8587 | 0.82886 | 0 | 34.03
8588 | 0.81405 | 0 | 30
8589 | 0.79448 | 0 | 28.93
8590 | 0.75241 | 0 | 23.61
8591 | 0.62815 | 0 | 20.99
8592 | 0.57402 | 0 | 12.28
8593 | 0.47712 | 0 | 9.99
8594 | 0.3067 | 0 | 9.32
8595 | 0.1908 | 0 | 5.37
8596 | 0.09431 | 0 | 4.24
8597 | 0.03609 | 0 | 4
8598 | 0.01649 | 0 | 5.41
8599 | 0.01579 | 0 | 6.87
8600 | 0.02592 | 0 | 9.34
8601 | 0.05466 | 0 | 9.99
8602 | 0.09626 | 0.04413 | 12.03
8603 | 0.18412 | 0.11153 | 11.78
8604 | 0.27877 | 0.18897 | 15.01
8605 | 0.33658 | 0.21393 | 12.03
8606 | 0.40735 | 0.25437 | 11.59
8607 | 0.51845 | 0.2088 | 9.99
8608 | 0.58207 | 0.13737 | 12.53
8609 | 0.6246 | 0.07351 | 14.99
8610 | 0.66623 | 0.00358 | 19.62
8611 | 0.71164 | 0 | 29.37
8612 | 0.74752 | 0 | 29.61
8613 | 0.76342 | 0 | 30
8614 | 0.77891 | 0 | 31
8615 | 0.80716 | 0 | 32.09
8616 | 0.79787 | 0 | 14.7
8617 | 0.79573 | 0 | 10.58
8618 | 0.79289 | 0 | 9.1
8619 | 0.83628 | 0 | 4.86
8620 | 0.79241 | 0 | 3.92
8621 | 0.82078 | 0 | 5.1
8622 | 0.82681 | 0 | 18.97
8623 | 0.83267 | 0 | 22.8
8624 | 0.83921 | 0 | 27.4
8625 | 0.84077 | 0 | 32.51
8626 | 0.83956 | 0.03616 | 34.95
8627 | 0.84047 | 0.0907 | 32.51
8628 | 0.83598 | 0.21899 | 33.36
8629 | 0.81565 | 0.32862 | 29.92
8630 | 0.79995 | 0.35491 | 27.98
8631 | 0.7896 | 0.29397 | 26.94
8632 | 0.80475 | 0.22527 | 32
8633 | 0.82052 | 0.09018 | 39
8634 | 0.82557 | 0.00267 | 42.64
8635 | 0.82469 | 0 | 40.92
8636 | 0.81805 | 0 | 37.24
8637 | 0.80997 | 0 | 32.03
8638 | 0.79787 | 0 | 30.58
8639 | 0.78406 | 0 | 28.7
8640 | 0.76473 | 0 | 27.47
8641 | 0.74602 | 0 | 25
8642 | 0.69868 | 0 | 19.99
8643 | 0.64616 | 0 | 19.73
8644 | 0.62011 | 0 | 16.6
8645 | 0.58702 | 0 | 20.5
8646 | 0.51845 | 0 | 24
8647 | 0.39879 | 0 | 29.57
8648 | 0.26291 | 0 | 34.75
8649 | 0.21565 | 0 | 38.09
8650 | 0.23554 | 0.03896 | 38.59
8651 | 0.14678 | 0.15639 | 38.09
8652 | 0.13459 | 0.25312 | 39
8653 | 0.08188 | 0.30043 | 37.52
8654 | 0.0376 | 0.28015 | 34.9
8655 | 0.01696 | 0.2154 | 32.51
8656 | 0.01038 | 0.1267 | 34.99
8657 | 0.01447 | 0.0635 | 40.01
8658 | 0.01202 | 0.00357 | 44.88
8659 | 0.00888 | 0 | 43.99
8660 | 0.00685 | 0 | 39.52
8661 | 0.01579 | 0 | 36.67
8662 | 0.05466 | 0 | 35.38
8663 | 0.11778 | 0 | 33.57
8664 | 0.18412 | 0 | 30.17
8665 | 0.19957 | 0 | 29.5
8666 | 0.19273 | 0 | 25.75
8667 | 0.16133 | 0 | 23
8668 | 0.12679 | 0 | 20.97
8669 | 0.10158 | 0 | 20.72
8670 | 0.11199 | 0 | 21.47
8671 | 0.15611 | 0 | 23
8672 | 0.27193 | 0 | 27.16
8673 | 0.37797 | 0 | 34.75
8674 | 0.38532 | 0.01073 | 35.61
8675 | 0.37797 | 0.05404 | 35.05
8676 | 0.43291 | 0.12471 | 34.7
8677 | 0.43049 | 0.1435 | 32.27
8678 | 0.3792 | 0.17241 | 30.51
8679 | 0.31025 | 0.14937 | 26.48
8680 | 0.28336 | 0.14894 | 32
8681 | 0.29729 | 0.0756 | 40.79
8682 | 0.30906 | 0.00359 | 43.75
8683 | 0.36086 | 0 | 43.29
8684 | 0.47241 | 0 | 39.62
8685 | 0.53612 | 0 | 35.39
8686 | 0.56273 | 0 | 34.75
8687 | 0.57604 | 0 | 30.17
8688 | 0.50717 | 0 | 30.6
8689 | 0.39879 | 0 | 28.1
8690 | 0.29496 | 0 | 26.92
8691 | 0.26067 | 0 | 22.85
8692 | 0.27306 | 0 | 20.97
8693 | 0.26966 | 0 | 21.31
8694 | 0.31025 | 0 | 22.72
8695 | 0.28567 | 0 | 25.1
8696 | 0.20452 | 0 | 27.52
8697 | 0.14512 | 0 | 30.04
8698 | 0.15784 | 0.04935 | 32.52
8699 | 0.15353 | 0.16817 | 32.51
8700 | 0.14102 | 0.26562 | 32.03
8701 | 0.15784 | 0.32897 | 30.61
8702 | 0.13939 | 0.35704 | 30.8
8703 | 0.10776 | 0.33044 | 31.39
8704 | 0.08551 | 0.24583 | 33.97
8705 | 0.05951 | 0.11681 | 41
8706 | 0.05852 | 0.00361 | 43.5
8707 | 0.08797 | 0 | 43.5
8708 | 0.11199 | 0 | 40
8709 | 0.14265 | 0 | 34.9
8710 | 0.13859 | 0 | 34.3
8711 | 0.0886 | 0 | 28.94
8712 | 0.08551 | 0 | 26.06
8713 | 0.08612 | 0 | 23.46
8714 | 0.09175 | 0 | 22
8715 | 0.08612 | 0 | 15.07
8716 | 0.06722 | 0 | 15.68
8717 | 0.04233 | 0 | 21.7
8718 | 0.02101 | 0 | 30
8719 | 0.01768 | 0 | 38
8720 | 0.01792 | 0 | 41.26
8721 | 0.02239 | 0 | 42.42
8722 | 0.02623 | 0.02427 | 42.42
8723 | 0.01183 | 0.10223 | 40.98
8724 | 0.01512 | 0.12941 | 39.38
8725 | 0.01995 | 0.16777 | 37.73
8726 | 0.02184 | 0.21108 | 34.96
8727 | 0.02022 | 0.17338 | 35.16
8728 | 0.01792 | 0.11902 | 36.46
8729 | 0.01995 | 0.05921 | 43.59
8730 | 0.03042 | 0.0027 | 46.42
8731 | 0.05372 | 0 | 47.82
8732 | 0.04357 | 0 | 40.6
8733 | 0.04652 | 0 | 36.77
8734 | 0.05141 | 0 | 38.27
8735 | 0.05852 | 0 | 37.55
8736 | 0.08011 | 0 | 37.55
8737 | 0.11778 | 0 | 34.22
8738 | 0.14761 | 0 | 30.95
8739 | 0.1631 | 0 | 29.8
8740 | 0.09047 | 0 | 28.59
8741 | 0.05852 | 0 | 30.95
8742 | 0.06202 | 0 | 30.75
8743 | 0.06669 | 0 | 37.01
8744 | 0.06202 | 0 | 40.15
8745 | 0.06252 | 0 | 42.15
8746 | 0.08188 | 0.01872 | 42.25
8747 | 0.19662 | 0.03905 | 39.53
8748 | 0.28106 | 0.09862 | 38.6
8749 | 0.28106 | 0.1243 | 37.9
8750 | 0.26179 | 0.13235 | 38
8751 | 0.27648 | 0.11646 | 39.58
8752 | 0.2903 | 0.11343 | 42.28
8753 | 0.2903 | 0.08484 | 46.06
8754 | 0.29729 | 0.00179 | 47.73
8755 | 0.35477 | 0 | 46
8756 | 0.42685 | 0 | 42.2
8757 | 0.4462 | 0 | 39.74
8758 | 0.48647 | 0 | 38.88
8759 | 0.20253 | 0 | 37.37
8760 | 0.15439 | 0 | 41.88